## Roll up
Shared Resource | Shared Resource Abbreviation | Asset Name | Schedulable by User? | Location
CCC-Comparative Pathology and Digital Imaging Shared Resource | CCC-CPDISR | Scanner, Slide VS200 | No | Columbus Campus > Goss Laboratory (0180)
CCC-Comparative Pathology and Digital Imaging Shared Resource | CCC-CPDISR | Aerospray Pro Slide Cytocentrifuge | No | Columbus Campus > Veterinary Medicine Academic (0136)
CCC-Comparative Pathology and Digital Imaging Shared Resource | CCC-CPDISR | IntelliPATH Automated Slide Staining System | No | Columbus Campus > Goss Laboratory (0180)
CCC-Comparative Pathology and Digital Imaging Shared Resource | CCC-CPDISR | Diff counter | No | Columbus Campus > Veterinary Medicine Academic (0136)
CCC-Comparative Pathology and Digital Imaging Shared Resource | CCC-CPDISR | Refrigerator | No | Columbus Campus > Veterinary Medicine Academic (0136)
CCC-Comparative Pathology and Digital Imaging Shared Resource | CCC-CPDISR | Microscope | No | Columbus Campus > Veterinary Medicine Academic (0136)
CCC-Comparative Pathology and Digital Imaging Shared Resource | CCC-CPDISR | Microscope | No | Columbus Campus > Veterinary Medicine Academic (0136)
CCC-Comparative Pathology and Digital Imaging Shared Resource | CCC-CPDISR | Scale | No | Columbus Campus > Veterinary Medicine Academic (0136)
CCC-Comparative Pathology and Digital Imaging Shared Resource | CCC-CPDISR | Reagent Locker | No | Columbus Campus > Goss Laboratory (0180)
CCC-Comparative Pathology and Digital Imaging Shared Resource | CCC-CPDISR | Shaker | No | Columbus Campus > Goss Laboratory (0180)
CCC-Comparative Pathology and Digital Imaging Shared Resource | CCC-CPDISR | Microscope | No | Columbus Campus > Goss Laboratory (0180)
CCC-Comparative Pathology and Digital Imaging Shared Resource | CCC-CPDISR | Vibratome | No | Columbus Campus > Goss Laboratory (0180)
CCC-Comparative Pathology and Digital Imaging Shared Resource | CCC-CPDISR | Water Purification Station | No | Columbus Campus > Goss Laboratory (0180)
CCC-Comparative Pathology and Digital Imaging Shared Resource | CCC-CPDISR | Hot Plate | No | Columbus Campus > Goss Laboratory (0180)
CCC-Comparative Pathology and Digital Imaging Shared Resource | CCC-CPDISR | Refrigerator | No | Columbus Campus > Goss Laboratory (0180)
CCC-Comparative Pathology and Digital Imaging Shared Resource | CCC-CPDISR | Flotation Workstation | No | Columbus Campus > Goss Laboratory (0180)
CCC-Comparative Pathology and Digital Imaging Shared Resource | CCC-CPDISR | Flotation Workstation | No | Columbus Campus > Goss Laboratory (0180)
CCC-Comparative Pathology and Digital Imaging Shared Resource | CCC-CPDISR | Flotation Workstation | No | Columbus Campus > Goss Laboratory (0180)
CCC-Comparative Pathology and Digital Imaging Shared Resource | CCC-CPDISR | Flotation Workstation | No | Columbus Campus > Goss Laboratory (0180)
CCC-Comparative Pathology and Digital Imaging Shared Resource | CCC-CPDISR | Flotation Workstation | No | Columbus Campus > Goss Laboratory (0180)
CCC-Comparative Pathology and Digital Imaging Shared Resource | CCC-CPDISR | Water Bath | No | Columbus Campus > Goss Laboratory (0180)
CCC-Comparative Pathology and Digital Imaging Shared Resource | CCC-CPDISR | Refrigerator/Freezer | No | Columbus Campus > Goss Laboratory (0180)
CCC-Comparative Pathology and Digital Imaging Shared Resource | CCC-CPDISR | Stir Plate | No | Columbus Campus > Goss Laboratory (0180)
CCC-Comparative Pathology and Digital Imaging Shared Resource | CCC-CPDISR | pH Meter | No | Columbus Campus > Goss Laboratory (0180)
CCC-Comparative Pathology and Digital Imaging Shared Resource | CCC-CPDISR | Microwave Oven | No | Columbus Campus > Goss Laboratory (0180)
CCC-Comparative Pathology and Digital Imaging Shared Resource | CCC-CPDISR | Slide Oven | No | Columbus Campus > Goss Laboratory (0180)
CCC-Comparative Pathology and Digital Imaging Shared Resource | CCC-CPDISR | Centrifuge | No | Columbus Campus > Veterinary Medicine Academic (0136)
CCC-Comparative Pathology and Digital Imaging Shared Resource | CCC-CPDISR | TMC Micro-g Optical table | No | Columbus Campus > Goss Laboratory (0180)
CCC-Comparative Pathology and Digital Imaging Shared Resource | CCC-CPDISR | Leica- Aperio AT2 Scanner | No | Columbus Campus > Graves Hall (0277)
CCC-Comparative Pathology and Digital Imaging Shared Resource | CCC-CPDISR | Leica- Aperio AT2 Scanner | No | Columbus Campus > Goss Laboratory (0180)
CCC-Comparative Pathology and Digital Imaging Shared Resource | CCC-CPDISR | Axio Observer 7 Microscope | No | Columbus Campus > Goss Laboratory (0180)
CCC-Comparative Pathology and Digital Imaging Shared Resource | CCC-CPDISR | Microscope,Upright | No | Columbus Campus > Goss Laboratory (0180)
CCC-Comparative Pathology and Digital Imaging Shared Resource | CCC-CPDISR | Leica CM 1950 Microtome | No | Columbus Campus > Goss Laboratory (0180)
CCC-Comparative Pathology and Digital Imaging Shared Resource | CCC-CPDISR | Slide Printer,Histology | No | Columbus Campus > Goss Laboratory (0180)
CCC-Comparative Pathology and Digital Imaging Shared Resource | CCC-CPDISR | Microtome, Rotary | No | Columbus Campus > Goss Laboratory (0180)
CCC-Comparative Pathology and Digital Imaging Shared Resource | CCC-CPDISR | Microtome, Rotary | No | Columbus Campus > Goss Laboratory (0180)
CCC-Comparative Pathology and Digital Imaging Shared Resource | CCC-CPDISR | Microtome, Rotary | No | Columbus Campus > Goss Laboratory (0180)
CCC-Comparative Pathology and Digital Imaging Shared Resource | CCC-CPDISR | Microtome, Rotary | No | Columbus Campus > Goss Laboratory (0180)
CCC-Comparative Pathology and Digital Imaging Shared Resource | CCC-CPDISR | Tissue Processor | No | Columbus Campus > Goss Laboratory (0180)
CCC-Comparative Pathology and Digital Imaging Shared Resource | CCC-CPDISR | Microtome, Rotary | No | Columbus Campus > Goss Laboratory (0180)
CCC-Comparative Pathology and Digital Imaging Shared Resource | CCC-CPDISR | Microscope, Ergonomic, LED | No | Columbus Campus > Veterinary Medicine Academic (0136)
CCC-Comparative Pathology and Digital Imaging Shared Resource | CCC-CPDISR | Camera,Color,HD | No | Columbus Campus > Veterinary Medicine Academic (0136)
CCC-Comparative Pathology and Digital Imaging Shared Resource | CCC-CPDISR | System,Tissue Processing | No | Columbus Campus > Goss Laboratory (0180)
CCC-Comparative Pathology and Digital Imaging Shared Resource | CCC-CPDISR | Autostainer | No | Columbus Campus > Goss Laboratory (0180)
Vet Med-Comparative Pathology and Digital Imaging Shared Resource | Vet Med-CPDISR | Hematology Analyzer | No | Columbus Campus > Goss Laboratory (0180)
Vet Med-Comparative Pathology and Digital Imaging Shared Resource | Vet Med-CPDISR | Clinical Chemistry Analyzer | No | Columbus Campus > Goss Laboratory (0180)
Vet Med-Comparative Pathology and Digital Imaging Shared Resource | Vet Med-CPDISR | Olympus BX41 | No | Columbus Campus > Goss Laboratory (0180)
Vet Med-Comparative Pathology and Digital Imaging Shared Resource | Vet Med-CPDISR | Freezer, 3Cuft -80F) | No | Columbus Campus > Goss Laboratory (0180)
Vet Med-Comparative Pathology and Digital Imaging Shared Resource | Vet Med-CPDISR | Olympus BX43 Microscope | No | Columbus Campus > Goss Laboratory (0180)
Vet Med-Comparative Pathology and Digital Imaging Shared Resource | Vet Med-CPDISR | Leica ST 5020 Autostainer | No | Columbus Campus > Goss Laboratory (0180)
Vet Med-Comparative Pathology and Digital Imaging Shared Resource | Vet Med-CPDISR | Histocore Arcadia | No | Columbus Campus > Goss Laboratory (0180)
Vet Med-Comparative Pathology and Digital Imaging Shared Resource | Vet Med-CPDISR | Histocore Arcadia | No | Columbus Campus > Goss Laboratory (0180)
Vet Med-Comparative Pathology and Digital Imaging Shared Resource | Vet Med-CPDISR | Olympus BX40 Microscope | No | Columbus Campus > Goss Laboratory (0180)
Clinical Translational Science Shared Resource | CTSSR | Seahorse, Agilent | Yes | Columbus Campus > Biomedical Research Tower (0112)
Clinical Translational Science Shared Resource | CTSSR | VWR Inverted Microscope | No | Columbus Campus > Biomedical Research Tower (0112)
Clinical Translational Science Shared Resource | CTSSR | Centrifuge, Eppendorf 5424 | No | Columbus Campus > Biomedical Research Tower (0112)
Clinical Translational Science Shared Resource | CTSSR | brushless microcentrifuge | No | Columbus Campus > Biomedical Research Tower (0112)
Clinical Translational Science Shared Resource | CTSSR | Microplate Genie | No | Columbus Campus > Biomedical Research Tower (0112)
Clinical Translational Science Shared Resource | CTSSR | Centrifuge | No | Columbus Campus > Biomedical Research Tower (0112)
Clinical Translational Science Shared Resource | CTSSR | Water Bath | No | Columbus Campus > Biomedical Research Tower (0112)
Clinical Translational Science Shared Resource | CTSSR | Chromotograph 4 degree fridge | No | Columbus Campus > Biomedical Research Tower (0112)
Clinical Translational Science Shared Resource | CTSSR | Isotemp 125D Fischer Scientific Heater Core | No | Columbus Campus > Biomedical Research Tower (0112)
Clinical Translational Science Shared Resource | CTSSR | LUMINEX 200 SYSTEM | Yes | Columbus Campus > Biomedical Research Tower (0112)
Clinical Translational Science Shared Resource | CTSSR | Countess II Cell Counter | No | Columbus Campus > Biomedical Research Tower (0112)
Clinical Translational Science Shared Resource | CTSSR | Vacufuge | No | Columbus Campus > Biomedical Research Tower (0112)
Clinical Translational Science Shared Resource | CTSSR | Spectrofluorometer | No | Columbus Campus > Biomedical Research Tower (0112)
Clinical Translational Science Shared Resource | CTSSR | Sorvall LEGEND RT+ centrifuge | No | Columbus Campus > Biomedical Research Tower (0112)
Clinical Translational Science Shared Resource | CTSSR | Veriti 96 well thermal cycler | No | Columbus Campus > Biomedical Research Tower (0112)
Clinical Translational Science Shared Resource | CTSSR | Sorvall LEGEND XTR centrifuge | No | Columbus Campus > Biomedical Research Tower (0112)
Clinical Translational Science Shared Resource | CTSSR | Nanodrop Spectrophotometer | No | Columbus Campus > Biomedical Research Tower (0112)
Clinical Translational Science Shared Resource | CTSSR | Microscope,ES Transfer Set | No | Columbus Campus > Biomedical Research Tower (0112)
Clinical Translational Science Shared Resource | CTSSR | Purification System, Protein | No | Columbus Campus > Biomedical Research Tower (0112)
Clinical Translational Science Shared Resource | CTSSR | Nucleic Acid Tape Station | No | Columbus Campus > Biomedical Research Tower (0112)
Clinical Translational Science Shared Resource | CTSSR | MagPix Plate Reader | Yes | Columbus Campus > Biomedical Research Tower (0112)
Clinical Translational Science Shared Resource | CTSSR | C1000 Touch Thermal Cycler | No | Columbus Campus > Biomedical Research Tower (0112)
Clinical Translational Science Shared Resource | CTSSR | Biosafety Cabinet, 4' | No | Columbus Campus > Biomedical Research Tower (0112)
Clinical Translational Science Shared Resource | CTSSR | Freezer, Upright, Ultralow | No | Columbus Campus > Biomedical Research Tower (0112)
Clinical Translational Science Shared Resource | CTSSR | Maxwell RSC Nucleic Acid Purification Syst | Yes | Columbus Campus > Biomedical Research Tower (0112)
Clinical Translational Science Shared Resource | CTSSR | Biosafety Cabinet, 4' | No | Columbus Campus > Biomedical Research Tower (0112)
Flow Cytometry Shared Resource | FCSR | Cytometer, Flow NL-3000 | Yes | Columbus Campus > Biomedical Research Tower (0112)
Flow Cytometry Shared Resource | FCSR | Sorter Compressor Assy - 120V | No | Columbus Campus > Biomedical Research Tower (0112)
Flow Cytometry Shared Resource | FCSR | Cell Sorter, CYTEK Aurora CS 5L System | Yes | Columbus Campus > Biomedical Research Tower (0112)
Flow Cytometry Shared Resource | FCSR | Benchtop Biocontainment Enclosure - Cytek Aurora CS | No | Columbus Campus > Biomedical Research Tower (0112)
Flow Cytometry Shared Resource | FCSR | ARIA II | Yes | Columbus Campus > Biomedical Research Tower (0112)
Flow Cytometry Shared Resource | FCSR | ARIA III | Yes | Columbus Campus > Biomedical Research Tower (0112)
Flow Cytometry Shared Resource | FCSR | Unit,Nanoparticle | Yes | Columbus Campus > Biomedical Research Tower (0112)
Flow Cytometry Shared Resource | FCSR | Cabinet, Biosafety FACSARIA | Yes | Columbus Campus > Biomedical Research Tower (0112)
Flow Cytometry Shared Resource | FCSR | Amnis ImageStream | Yes | Columbus Campus > Biomedical Research Tower (0112)
Flow Cytometry Shared Resource | FCSR | LSR Fortessa | Yes | Columbus Campus > Biomedical Research Tower (0112)
Flow Cytometry Shared Resource | FCSR | Pump,Syringe | No | Columbus Campus > Biomedical Research Tower (0112)
Flow Cytometry Shared Resource | FCSR | Centrifuge, Table | No | Columbus Campus > Biomedical Research Tower (0112)
Medicinal Chemistry Shared Resource-High Throughput Screening | MCSR-HTS | Spark Cyto600, plate reader | Yes | Columbus Campus > Parks Hall (0273)
Medicinal Chemistry Shared Resource-High Throughput Screening | MCSR-HTS | Echo 650 Acoustic Liquid Handler | Yes | Columbus Campus > Parks Hall (0273)
Medicinal Chemistry Shared Resource-High Throughput Screening | MCSR-HTS | Roche LightCycler 480 II | Yes | Columbus Campus > Parks Hall (0273)
Medicinal Chemistry Shared Resource-High Throughput Screening | MCSR-HTS | Opera Phenix Plus Screening System | Yes | Columbus Campus > Parks Hall (0273)
Medicinal Chemistry Shared Resource-High Throughput Screening | MCSR-HTS | DUAL VOLTAGE VACUUM PUMP | No | Columbus Campus > Parks Hall (0273)
Medicinal Chemistry Shared Resource-High Throughput Screening | MCSR-HTS | BIOSTACK3 MICROPLATE STACKER | No | Columbus Campus > Parks Hall (0273)
Medicinal Chemistry Shared Resource-High Throughput Screening | MCSR-HTS | PHCBI Chest Cryogenic Freezer -150°C | No | Columbus Campus > Parks Hall (0273)
Medicinal Chemistry Shared Resource-High Throughput Screening | MCSR-HTS | V.I.P. ECO UPRIGHT ULTRA-LOW FREEZER | No | Columbus Campus > Parks Hall (0273)
Medicinal Chemistry Shared Resource-High Throughput Screening | MCSR-HTS | V.I.P. ECO UPRIGHT ULTRA-LOW FREEZER | No | Columbus Campus > Parks Hall (0273)
Medicinal Chemistry Shared Resource-High Throughput Screening | MCSR-HTS | EVOS XL Core Cell Imager w/ Mechanical Stage | No | Columbus Campus > Parks Hall (0273)
Medicinal Chemistry Shared Resource-High Throughput Screening | MCSR-HTS | MultiFlo FX Microplate Dispenser | Yes | Columbus Campus > Parks Hall (0273)
Medicinal Chemistry Shared Resource-High Throughput Screening | MCSR-HTS | Chromatography Refrigerator | No | Columbus Campus > Parks Hall (0273)
Medicinal Chemistry Shared Resource-High Throughput Screening | MCSR-HTS | Chromatography Refrigerator | No | Columbus Campus > Parks Hall (0273)
Medicinal Chemistry Shared Resource-High Throughput Screening | MCSR-HTS | Lab compressor, UQ 67 LPM, 52 DB, oil-free | No | Columbus Campus > Parks Hall (0273)
Medicinal Chemistry Shared Resource-High Throughput Screening | MCSR-HTS | Heracell VIOS 160i CO2 Incubator | Yes | Columbus Campus > Parks Hall (0273)
Medicinal Chemistry Shared Resource-High Throughput Screening | MCSR-HTS | Heracell VIOS 160i CO2 Incubator | Yes | Columbus Campus > Parks Hall (0273)
Medicinal Chemistry Shared Resource-High Throughput Screening | MCSR-HTS | Centrifuge 5810R | No | Columbus Campus > Parks Hall (0273)
Medicinal Chemistry Shared Resource-High Throughput Screening | MCSR-HTS | iQue 3 - Advanced Flow Cytometry Instrument | Yes | Columbus Campus > Parks Hall (0273)
Medicinal Chemistry Shared Resource-High Throughput Screening | MCSR-HTS | -30°C Upright Freezer - 24.4 CU. FT | No | Columbus Campus > Parks Hall (0273)
Medicinal Chemistry Shared Resource-High Throughput Screening | MCSR-HTS | Locator Plus Rack and Box System | No | Columbus Campus > Parks Hall (0273)
Medicinal Chemistry Shared Resource-High Throughput Screening | MCSR-HTS | iQue3 Signal Reduction Module | Yes | Columbus Campus > Parks Hall (0273)
Medicinal Chemistry Shared Resource-High Throughput Screening | MCSR-HTS | Innova 42R Incubator | Yes | Columbus Campus > Parks Hall (0273)
Medicinal Chemistry Shared Resource-High Throughput Screening | MCSR-HTS | Innova 42R Incubator | Yes | Columbus Campus > Parks Hall (0273)
Medicinal Chemistry Shared Resource-High Throughput Screening | MCSR-HTS | Mantis Dispenser | Yes | Columbus Campus > Parks Hall (0273)
Medicinal Chemistry Shared Resource-High Throughput Screening | MCSR-HTS | MicroLab Starlet Robotic Pipetting System | Yes | Columbus Campus > Parks Hall (0273)
Medicinal Chemistry Shared Resource-High Throughput Screening | MCSR-HTS | Sierra SPR-24 Pro Analytical Biosensor | Yes | Columbus Campus > Parks Hall (0273)
Medicinal Chemistry Shared Resource-High Throughput Screening | MCSR-HTS | I296 iSwap | No | Columbus Campus > Parks Hall (0273)
Medicinal Chemistry Shared Resource-High Throughput Screening | MCSR-HTS | Enclosure/Instrument integration System | No | Columbus Campus > Parks Hall (0273)
Medicinal Chemistry Shared Resource-High Throughput Screening | MCSR-HTS | Robot,Pipetting | No | Columbus Campus > Riffe Building (0266)
Medicinal Chemistry Shared Resource-High Throughput Screening | MCSR-HTS | Sealer,Thermal Microplate | Yes | Columbus Campus > Parks Hall (0273)
Medicinal Chemistry Shared Resource-High Throughput Screening | MCSR-HTS | Dispenser,Rapid Reagent | No | Columbus Campus > Riffe Building (0266)
Medicinal Chemistry Shared Resource-High Throughput Screening | MCSR-HTS | Cabinet,Biological Safety | No | Columbus Campus > Riffe Building (0266)
Medicinal Chemistry Shared Resource-High Throughput Screening | MCSR-HTS | Reactor,Flow H-Cube Mini+ | No | Columbus Campus > Parks Hall (0273)
Medicinal Chemistry Shared Resource-High Throughput Screening | MCSR-HTS | Chromatography/Mass Spectrometry,Thin-Layer Expression-S | No | Columbus Campus > Parks Hall (0273)
Medicinal Chemistry Shared Resource-Synthesis | MCSR-Syn | Solvent Purification System | No | Columbus Campus > Parks Hall (0273)
Medicinal Chemistry Shared Resource-Synthesis | MCSR-Syn | Mettler Toledo Balance | No | Columbus Campus > Parks Hall (0273)
Medicinal Chemistry Shared Resource-Synthesis | MCSR-Syn | Explorer Balance | No | Columbus Campus > Parks Hall (0273)
Medicinal Chemistry Shared Resource-Synthesis | MCSR-Syn | Mettler Toledo Balance | No | Columbus Campus > Parks Hall (0273)
Medicinal Chemistry Shared Resource-Synthesis | MCSR-Syn | Lab Line Vacuum Oven | No | Columbus Campus > Parks Hall (0273)
Medicinal Chemistry Shared Resource-Synthesis | MCSR-Syn | UPS Power Supply Extreme Power Conversion | No | Columbus Campus > Parks Hall (0273)
Medicinal Chemistry Shared Resource-Synthesis | MCSR-Syn | Welch Chemstar Dry Deep Vacuum System | No | Columbus Campus > Parks Hall (0273)
Medicinal Chemistry Shared Resource-Synthesis | MCSR-Syn | Welch Chemstar Dry Deep Vacuum System | No | Columbus Campus > Parks Hall (0273)
Medicinal Chemistry Shared Resource-Synthesis | MCSR-Syn | Welch Chemstar Dry Deep Vacuum System | No | Columbus Campus > Parks Hall (0273)
Medicinal Chemistry Shared Resource-Synthesis | MCSR-Syn | VWR FMS 4 Refrigerator | No | Columbus Campus > Parks Hall (0273)
Medicinal Chemistry Shared Resource-Synthesis | MCSR-Syn | VWR FMS -20 Freezer | No | Columbus Campus > Parks Hall (0273)
Medicinal Chemistry Shared Resource-Synthesis | MCSR-Syn | VWR Horizontal Airflow Oven | No | Columbus Campus > Parks Hall (0273)
Medicinal Chemistry Shared Resource-Synthesis | MCSR-Syn | VWR Ultrasonic Cleaner | No | Columbus Campus > Parks Hall (0273)
Medicinal Chemistry Shared Resource-Synthesis | MCSR-Syn | BioGlow UV Lamp | No | Columbus Campus > Parks Hall (0273)
Medicinal Chemistry Shared Resource-Synthesis | MCSR-Syn | BioGlow UV Lamp | No | Columbus Campus > Parks Hall (0273)
Medicinal Chemistry Shared Resource-Synthesis | MCSR-Syn | Stir Plate | No | Columbus Campus > Parks Hall (0273)
Medicinal Chemistry Shared Resource-Synthesis | MCSR-Syn | Stir Plate | No | Columbus Campus > Parks Hall (0273)
Medicinal Chemistry Shared Resource-Synthesis | MCSR-Syn | Stir Plate | No | Columbus Campus > Parks Hall (0273)
Medicinal Chemistry Shared Resource-Synthesis | MCSR-Syn | Stir Plate | No | Columbus Campus > Parks Hall (0273)
Medicinal Chemistry Shared Resource-Synthesis | MCSR-Syn | ACCQ PrepHP150 Preparative HPLC system | No | Columbus Campus > Parks Hall (0273)
Medicinal Chemistry Shared Resource-Synthesis | MCSR-Syn | Microwave Synthesis System | No | Columbus Campus > Parks Hall (0273)
Medicinal Chemistry Shared Resource-Synthesis | MCSR-Syn | CombiFlash Rf Lumen System | No | Columbus Campus > Parks Hall (0273)
Pharmacoanalytical Shared Resource | PhASR | ULTRA-LOW FREEZER TEMP 120-240V 780L | No | Columbus Campus > Biomedical Research Tower (0112)
Pharmacoanalytical Shared Resource | PhASR | Infinity XE6030 Nitrogen Generator | No | Columbus Campus > Biomedical Research Tower (0112)
Pharmacoanalytical Shared Resource | PhASR | VH-C10-A-03 COLUMN COMPARTMENT H | No | Columbus Campus > Biomedical Research Tower (0112)
Pharmacoanalytical Shared Resource | PhASR | VH-A10-A-02 SPLIT SAMPLER HT | No | Columbus Campus > Biomedical Research Tower (0112)
Pharmacoanalytical Shared Resource | PhASR | VH-P10-A-02 VANQUISH BINARY PUMP H | No | Columbus Campus > Biomedical Research Tower (0112)
Pharmacoanalytical Shared Resource | PhASR | VWR -20 Freezer | No | Columbus Campus > Biomedical Research Tower (0112)
Pharmacoanalytical Shared Resource | PhASR | Organomation Microvap | No | Columbus Campus > Biomedical Research Tower (0112)
Pharmacoanalytical Shared Resource | PhASR | Microvap | No | Columbus Campus > Biomedical Research Tower (0112)
Pharmacoanalytical Shared Resource | PhASR | ATIcahn Microbalance | No | Columbus Campus > Biomedical Research Tower (0112)
Pharmacoanalytical Shared Resource | PhASR | Mettler Toledo Analytical Balance | No | Columbus Campus > Biomedical Research Tower (0112)
Pharmacoanalytical Shared Resource | PhASR | Freezer, Upright, Ultralow | No | Columbus Campus > Biomedical Research Tower (0112)
Pharmacoanalytical Shared Resource | PhASR | Freezer, Upright, Ultralow | No | Columbus Campus > Biomedical Research Tower (0112)
Pharmacoanalytical Shared Resource | PhASR | HPLC | No | Columbus Campus > Biomedical Research Tower (0112)
Pharmacoanalytical Shared Resource | PhASR | Compressor,Scroll | No | Columbus Campus > Biomedical Research Tower (0112)
Pharmacoanalytical Shared Resource | PhASR | Evaporator | No | Columbus Campus > Biomedical Research Tower (0112)
Pharmacoanalytical Shared Resource | PhASR | Quantiva Mass Spectrometer | No | Columbus Campus > Biomedical Research Tower (0112)
Pharmacoanalytical Shared Resource | PhASR | Bead Blaster Homogenizer | No | Columbus Campus > Biomedical Research Tower (0112)
Pharmacoanalytical Shared Resource | PhASR | Centrifuge, Table | No | Columbus Campus > Biomedical Research Tower (0112)
Pharmacoanalytical Shared Resource | PhASR | Balance, Analytical | No | Columbus Campus > Biomedical Research Tower (0112)
Pharmacoanalytical Shared Resource | PhASR | Freezer, Upright, Ultralow | No | Columbus Campus > Biomedical Research Tower (0112)
Pharmacoanalytical Shared Resource | PhASR | UPLC Quantiva Pump | No | Columbus Campus > Biomedical Research Tower (0112)
Pharmacoanalytical Shared Resource | PhASR | UPLC Dionex | No | Columbus Campus > Biomedical Research Tower (0112)
Pharmacoanalytical Shared Resource | PhASR | UPS | No | Columbus Campus > Biomedical Research Tower (0112)
Pharmacoanalytical Shared Resource | PhASR | Generator,Nitrogen Gas | No | Columbus Campus > Biomedical Research Tower (0112)
Pharmacoanalytical Shared Resource | PhASR | Altis Spectrometer,Mass Quadrupole | No | Columbus Campus > Biomedical Research Tower (0112)
Pharmacoanalytical Shared Resource | PhASR | Pump | No | Columbus Campus > Biomedical Research Tower (0112)
Pharmacoanalytical Shared Resource | PhASR | UPS | No | Columbus Campus > Biomedical Research Tower (0112)
Pharmacoanalytical Shared Resource | PhASR | System,Uninterruptible Power | No | Columbus Campus > Biomedical Research Tower (0112)
Pharmacoanalytical Shared Resource | PhASR | Dionex Ultimate 3000 RSLCnano_Nano/Capillary System | No | Columbus Campus > Biomedical Research Tower (0112)
Pharmacoanalytical Shared Resource | PhASR | Spectrometer,Mass Triple | No | Columbus Campus > Biomedical Research Tower (0112)
Pharmacoanalytical Shared Resource | PhASR | System,Uninterupt Power Supply | No | Columbus Campus > Biomedical Research Tower (0112)
Pharmacoanalytical Shared Resource | PhASR | Pump,Mixing Gradient | No | Columbus Campus > Biomedical Research Tower (0112)
Pharmacoanalytical Shared Resource | PhASR | Washer,w/Buffer Switching | No | Columbus Campus > Biomedical Research Tower (0112)
Pharmacoanalytical Shared Resource | PhASR | PCR Thermal Cycler | No | Columbus Campus > Biomedical Research Tower (0112)
CCC-Small Animal Imaging Shared Resource | CCC-SAISR | Rodent Anesthesia System, RAS-4 | No | Columbus Campus > Biomedical Research Tower (0112)
CCC-Small Animal Imaging Shared Resource | CCC-SAISR | VIS Spectrum 2 Imaging System | Yes | Columbus Campus > Biomedical Research Tower (0112)
CCC-Small Animal Imaging Shared Resource | CCC-SAISR | FluoBeam | No | Columbus Campus > Biomedical Research Tower (0112)
CCC-Small Animal Imaging Shared Resource | CCC-SAISR | IVIS Lumina II | Yes | Columbus Campus > Pelotonia Research Center (1040)
CCC-Small Animal Imaging Shared Resource | CCC-SAISR | Micro-CT, In-Vivo Desktop | Yes | Columbus Campus > Biomedical Research Tower (0112)
DHLRI-Small Animal Imaging Shared Resource | DHLRI-SAISR | Vevo F2 Ultrasound Pre-Clinical Imaging System | Yes | Columbus Campus > Pelotonia Research Center (1040)
DHLRI-Small Animal Imaging Shared Resource | DHLRI-SAISR | Array Coil,H-Phased | No | Columbus Campus > Biomedical Research Tower (0112)
DHLRI-Small Animal Imaging Shared Resource | DHLRI-SAISR | Workstation,PCLIN Linux | Yes | Columbus Campus > Biomedical Research Tower (0112)
DHLRI-Small Animal Imaging Shared Resource | DHLRI-SAISR | System, Monitoring&Gating | No | Columbus Campus > Biomedical Research Tower (0112)
DHLRI-Small Animal Imaging Shared Resource | DHLRI-SAISR | Scavenging Cube | No | Columbus Campus > Biomedical Research Tower (0112)
DHLRI-Small Animal Imaging Shared Resource | DHLRI-SAISR | Chiller,Indoor | No | Columbus Campus > Biomedical Research Tower (0112)
DHLRI-Small Animal Imaging Shared Resource | DHLRI-SAISR | Scavenging Cube | No | Columbus Campus > Biomedical Research Tower (0112)
DHLRI-Small Animal Imaging Shared Resource | DHLRI-SAISR | Coil,Volum Rat Head/Mouse Body | No | Columbus Campus > Biomedical Research Tower (0112)
DHLRI-Small Animal Imaging Shared Resource | SAISR-DHLRI | 9.4 T MRI | Yes | 0
DHLRI-Small Animal Imaging Shared Resource | SAISR-DHLRI | echoMRI | Yes | Columbus Campus > Biomedical Research Tower (0112)
DHLRI-Small Animal Imaging Shared Resource | SAISR-DHLRI | GammaCell | Yes | Wiseman Hall 109
DHLRI-Small Animal Imaging Shared Resource | SAISR-DHLRI | Radsource xray irradiator | Yes | BRT 064
DHLRI-Small Animal Imaging Shared Resource | SAISR-DHLRI | SARRP | Yes | BRT 020
DHLRI-Small Animal Imaging Shared Resource | SAISR-DHLRI | Vevo 2100 | Yes | BRT 020A
CCC-Proteomics Shared Resource | CCC-PSR | Orbitrap Exploris 480 Mass Spectrometer | Check FOM | Columbus Campus > Biomedical Research Tower (0112)
CCC-Proteomics Shared Resource | CCC-PSR | Mass Spectrometer | Check FOM | Columbus Campus > Biomedical Research Tower (0112)
CCC-Proteomics Shared Resource | CCC-PSR | Fraction Collector | Check FOM | Columbus Campus > Biomedical Research Tower (0112)
CCC-Proteomics Shared Resource | CCC-PSR | AKTA Purifier System | Check FOM | Columbus Campus > Biomedical Research Tower (0112)
CCC-Proteomics Shared Resource | CCC-PSR | Mass Spectrometer | Check FOM | Columbus Campus > Biomedical Research Tower (0112)
CCC-Proteomics Shared Resource | CCC-PSR | UHPLC | Check FOM | Columbus Campus > Biomedical Research Tower (0112)
CCC-Proteomics Shared Resource | CCC-PSR | CryoMill | Check FOM | Columbus Campus > Biomedical Research Tower (0112)
CCC-Proteomics Shared Resource | CCC-PSR | Freeze Dryer,Benchtop | Check FOM | Columbus Campus > Biomedical Research Tower (0112)
CCC-Proteomics Shared Resource | CCC-PSR | Concentrator,Vacufuge | Check FOM | Columbus Campus > Biomedical Research Tower (0112)
CCC-Proteomics Shared Resource | CCC-PSR | Balance, Analytical | Check FOM | Columbus Campus > Biomedical Research Tower (0112)
CCC-Proteomics Shared Resource | CCC-PSR | HPLC | Check FOM | Columbus Campus > Biomedical Research Tower (0112)
CCC-Proteomics Shared Resource | CCC-PSR | Sample Preparation System | Check FOM | Columbus Campus > Biomedical Research Tower (0112)
CCC-Proteomics Shared Resource | CCC-PSR | Spectrophotometer | Check FOM | Columbus Campus > Biomedical Research Tower (0112)
CCC-Proteomics Shared Resource | CCC-PSR | Centrifuge, Micro, Refrig | Check FOM | Columbus Campus > Biomedical Research Tower (0112)
CCC-Proteomics Shared Resource | CCC-PSR | Sonication Device | Check FOM | Columbus Campus > Biomedical Research Tower (0112)
CCC-Proteomics Shared Resource | CCC-PSR | Autosampler,Analytical | Check FOM | Columbus Campus > Biomedical Research Tower (0112)
CCC-Proteomics Shared Resource | CCC-PSR | Freezer, Upright, Ultralow | Check FOM | Columbus Campus > Biomedical Research Tower (0112)
CCC-Proteomics Shared Resource | CCC-PSR | Device,FAIMS PRO | Check FOM | Columbus Campus > Biomedical Research Tower (0112)
CCC-Proteomics Shared Resource | CCC-PSR | Generator,Nitrogen Gas | Check FOM | Columbus Campus > Biomedical Research Tower (0112)
CCC-Proteomics Shared Resource | CCC-PSR | Cryostat,Clinical | Check FOM | Columbus Campus > Biomedical Research Tower (0112)
CCC-Proteomics Shared Resource | CCC-PSR | Spectrometer,Mass | Check FOM | Columbus Campus > Biomedical Research Tower (0112)
CCIC-Proteomics Shared Resource | CCIC-PSR | Homogenizer,Sample Tissue w/Cooling System | Check FOM | Columbus Campus > Biomedical Research Tower (0112)
CCIC-Proteomics Shared Resource | CCIC-PSR | LTQ Orbitrap System | Check FOM | Columbus Campus > Biomedical Research Tower (0112)
CCIC-Proteomics Shared Resource | CCIC-PSR | Mass Spectrometer | Check FOM | Columbus Campus > Biological Sciences Building (0276)
CCIC-Proteomics Shared Resource | CCIC-PSR | HDTM 700 NMR Spectrometer | Check FOM | Columbus Campus > Riffe Building (0266)
CCIC-Proteomics Shared Resource | CCIC-PSR | RB 850 NMR Spectrometer | Check FOM | Columbus Campus > CBEC (0248)
CCIC-Proteomics Shared Resource | CCIC-PSR | Digital NMR Console | Check FOM | Columbus Campus > Riffe Building (0266)
CCIC-Proteomics Shared Resource | CCIC-PSR | Avance III HD 800 NMR Console | Check FOM | Columbus Campus > Riffe Building (0266)
CCIC-Proteomics Shared Resource | CCIC-PSR | Avance III HD 800 NMR System | Check FOM | Columbus Campus > CBEC (0248)
CCIC-Proteomics Shared Resource | CCIC-PSR | XR FTMS Mass Spectrometer | Check FOM | Columbus Campus > Biomedical Research Tower (0112)
CCIC-Proteomics Shared Resource | CCIC-PSR | timsTOF Pro LCMS | Check FOM | Columbus Campus > Biomedical Research Tower (0112)
CCIC-Proteomics Shared Resource | CCIC-PSR | UV/Visible Spectrophotometer | Check FOM | Columbus Campus > Biomedical Research Tower (0112)
CCIC-Proteomics Shared Resource | CCIC-PSR | Proc Plus Base Unit (Rocker) | Check FOM | Columbus Campus > Biomedical Research Tower (0112)
CCIC-Proteomics Shared Resource | CCIC-PSR | Centrifuge, Accuspin Micro | Check FOM | Columbus Campus > Biomedical Research Tower (0112)
CCIC-Proteomics Shared Resource | CCIC-PSR | Dewar | Check FOM | Columbus Campus > CBEC (0248)
CCIC-Proteomics Shared Resource | CCIC-PSR | Projector,Tabletop | Check FOM | Columbus Campus > Biomedical Research Tower (0112)
CCIC-Proteomics Shared Resource | CCIC-PSR | Power Supply,Rackmount | Check FOM | Columbus Campus > Riffe Building (0266)
CCIC-Proteomics Shared Resource | CCIC-PSR | Sample Protector,CryoProbe | Check FOM | Columbus Campus > Riffe Building (0266)
CCIC-Proteomics Shared Resource | CCIC-PSR | Storage Unit,3U 16 Bay | Check FOM | Columbus Campus > Biomedical Research Tower (0112)
CCIC-Proteomics Shared Resource | CCIC-PSR | CCIC 850 NMR Spectrometer | Check FOM | Columbus Campus > CBEC (0248)
CCIC-Proteomics Shared Resource | CCIC-PSR | Spectrometer, 600 WideBore DNP | Check FOM | Columbus Campus > CBEC (0248)
CCIC-Proteomics Shared Resource | CCIC-PSR | Spectrometer 600 w/DemoMagnet | Check FOM | Columbus Campus > CBEC (0248)
CCIC-Proteomics Shared Resource | CCIC-PSR | System,2D RSLCnano | Check FOM | Columbus Campus > Biomedical Research Tower (0112)
CCIC-Proteomics Shared Resource | CCIC-PSR | Spectrometer,Mass | Check FOM | Columbus Campus > Biomedical Research Tower (0112)
CCIC-Proteomics Shared Resource | CCIC-PSR | Water system, nanopure | Check FOM | Columbus Campus > Biomedical Research Tower (0112)
CCIC-Proteomics Shared Resource | CCIC-PSR | HPLC System | Check FOM | Columbus Campus > Biomedical Research Tower (0112)
CCIC-Proteomics Shared Resource | CCIC-PSR | Centrifuge | Check FOM | Columbus Campus > Riffe Building (0266)
CCIC-Proteomics Shared Resource | CCIC-PSR | Dewar, Liq Nitrogen, Lo Pressu | Check FOM | Columbus Campus > Riffe Building (0266)
CCIC-Proteomics Shared Resource | CCIC-PSR | Spectrometer, High Performance | Check FOM | Columbus Campus > Riffe Building (0266)
CCC-Microscopy Shared Resource | CCC-MSR | Micromanipulator Cryo LiftOut System | Check FOM | Columbus Campus > Kinnear Rd, 1275-1305 (0395)
CCC-Microscopy Shared Resource | CCC-MSR | Super-Resolution Microscope with STORM System | Check FOM | Columbus Campus > Biomedical Research Tower (0112)
CCC-Microscopy Shared Resource | CCC-MSR | Microscope, Confocal | Check FOM | Columbus Campus > Biomedical Research Tower (0112)
CCC-Microscopy Shared Resource | CCC-MSR | Microscope,Confocal w/Laser | Check FOM | Columbus Campus > Biomedical Research Tower (0112)
CMIF-Microscopy Shared Resource | CMIF-MSR | Workstation,Vibration Isolation 9100 Series | Check FOM | Columbus Campus > Biomedical Research Tower (0112)
CMIF-Microscopy Shared Resource | CMIF-MSR | Maker,Knife Glass EM KMR3 | Check FOM | Columbus Campus > Biomedical Research Tower (0112)
CMIF-Microscopy Shared Resource | CMIF-MSR | Microscope, Confocal Laser Scanning | Check FOM | Columbus Campus > Biomedical Research Tower (0112)
CMIF-Microscopy Shared Resource | CMIF-MSR | Nikon Confocal Microscope AXR | Check FOM | Columbus Campus > Pelotonia Research Center (1040)
CMIF-Microscopy Shared Resource | CMIF-MSR | 2D Array Scanning Confocal Sys | Check FOM | Columbus Campus > Biomedical Research Tower (0112)
CMIF-Microscopy Shared Resource | CMIF-MSR | Multi-Photon Microscope | Check FOM | Columbus Campus > Biomedical Research Tower (0112)
CMIF-Microscopy Shared Resource | CMIF-MSR | Microscope, Confocal Laser Scanning | Check FOM | Columbus Campus > Biomedical Research Tower (0112)
CMIF-Microscopy Shared Resource | CMIF-MSR | Microscope Eyepiece Adaptor Accessory | Check FOM | Columbus Campus > Biomedical Research Tower (0112)
CMIF-Microscopy Shared Resource | CMIF-MSR | Power Supply,Single Strip | Check FOM | Columbus Campus > Biomedical Research Tower (0112)
CMIF-Microscopy Shared Resource | CMIF-MSR | Power Supply,Two Strip | Check FOM | Columbus Campus > Biomedical Research Tower (0112)
CMIF-Microscopy Shared Resource | CMIF-MSR | Processor,Automated Tissue | Check FOM | Columbus Campus > Biomedical Research Tower (0112)
CMIF-Microscopy Shared Resource | CMIF-MSR | Camera,Color/Monochrome | Check FOM | Columbus Campus > Biomedical Research Tower (0112)
CMIF-Microscopy Shared Resource | CMIF-MSR | Storage Unit,3U 16 Bay | Check FOM | Columbus Campus > Biomedical Research Tower (0112)
CMIF-Microscopy Shared Resource | CMIF-MSR | Sputter, Turbo Pumped | Check FOM | Columbus Campus > Biomedical Research Tower (0112)
CMIF-Microscopy Shared Resource | CMIF-MSR | Supply,Uninterrupted Power | Check FOM | Columbus Campus > Biomedical Research Tower (0112)
CMIF-Microscopy Shared Resource | CMIF-MSR | Dryers, Critical Point | Check FOM | Columbus Campus > Biomedical Research Tower (0112)
CMIF-Microscopy Shared Resource | CMIF-MSR | Ultramicrotome | Check FOM | Columbus Campus > Biomedical Research Tower (0112)
CMIF-Microscopy Shared Resource | CMIF-MSR | Cabinet,Biological Safety | Check FOM | Columbus Campus > Biomedical Research Tower (0112)
CMIF-Microscopy Shared Resource | CMIF-MSR | Coater, Man, 108 w/o Pump | Check FOM | Columbus Campus > Biomedical Research Tower (0112)
CMIF-Microscopy Shared Resource | CMIF-MSR | Microscope, Axioskop, Upright For Transmitted Light / Widefield | Check FOM | Columbus Campus > Biomedical Research Tower (0112)
CMIF-Microscopy Shared Resource | CMIF-MSR | Microtome, Ultracut, W/Control | Check FOM | Columbus Campus > Biomedical Research Tower (0112)
Leukemia Tissue Bank Shared Resource | LTBSR | Centrifuge, Refrigerated 5425 R | No | Columbus Campus > Tzagournis Medical Research Facility (0163)
Leukemia Tissue Bank Shared Resource | LTBSR | CryoCube F740 Ultra Low Temperature Freezer (-80) | No | Columbus Campus > Tzagournis Medical Research Facility (0163)
Leukemia Tissue Bank Shared Resource | LTBSR | Microscope | No | Columbus Campus > Tzagournis Medical Research Facility (0163)
Leukemia Tissue Bank Shared Resource | LTBSR | Centrifuge | No | Columbus Campus > Tzagournis Medical Research Facility (0163)
Leukemia Tissue Bank Shared Resource | LTBSR | Water Bath | No | Columbus Campus > Tzagournis Medical Research Facility (0163)
Leukemia Tissue Bank Shared Resource | LTBSR | Dry Ice Chest | No | Columbus Campus > Tzagournis Medical Research Facility (0163)
Leukemia Tissue Bank Shared Resource | LTBSR | Rocker | No | Columbus Campus > Tzagournis Medical Research Facility (0163)
Leukemia Tissue Bank Shared Resource | LTBSR | Refrigerator | No | Columbus Campus > Tzagournis Medical Research Facility (0163)
Leukemia Tissue Bank Shared Resource | LTBSR | Mini Incubated Shaker | No | Columbus Campus > Tzagournis Medical Research Facility (0163)
Leukemia Tissue Bank Shared Resource | LTBSR | Qubit Fluorometer | No | Columbus Campus > Tzagournis Medical Research Facility (0163)
Leukemia Tissue Bank Shared Resource | LTBSR | Heater Shaker | No | Columbus Campus > Tzagournis Medical Research Facility (0163)
Leukemia Tissue Bank Shared Resource | LTBSR | Heat Block | No | Columbus Campus > Tzagournis Medical Research Facility (0163)
Leukemia Tissue Bank Shared Resource | LTBSR | Microwave | No | Columbus Campus > Tzagournis Medical Research Facility (0163)
Leukemia Tissue Bank Shared Resource | LTBSR | Freezer, LN | No | Columbus Campus > Wiseman Hall (0157)
Leukemia Tissue Bank Shared Resource | LTBSR | Freezer, LN | No | Columbus Campus > Wiseman Hall (0157)
Leukemia Tissue Bank Shared Resource | LTBSR | Freezer, LN | No | Columbus Campus > Wiseman Hall (0157)
Leukemia Tissue Bank Shared Resource | LTBSR | Freezer, LN | No | Columbus Campus > Wiseman Hall (0157)
Leukemia Tissue Bank Shared Resource | LTBSR | Freezer, LN | No | Columbus Campus > Wiseman Hall (0157)
Leukemia Tissue Bank Shared Resource | LTBSR | Freezer, LN | No | Columbus Campus > Wiseman Hall (0157)
Leukemia Tissue Bank Shared Resource | LTBSR | Freezer, LN | No | Columbus Campus > Wiseman Hall (0157)
Leukemia Tissue Bank Shared Resource | LTBSR | Freezer, LN | No | Columbus Campus > Wiseman Hall (0157)
Leukemia Tissue Bank Shared Resource | LTBSR | Freezer, LN | No | Columbus Campus > Wiseman Hall (0157)
Leukemia Tissue Bank Shared Resource | LTBSR | Freezer, LN | No | Columbus Campus > Tzagournis Medical Research Facility (0163)
Leukemia Tissue Bank Shared Resource | LTBSR | Freezer, NC | No | Columbus Campus > Polaris Pkwy, 2001 (0836)
Leukemia Tissue Bank Shared Resource | LTBSR | Freezer | No | Columbus Campus > Polaris Pkwy, 2001 (0836)
Leukemia Tissue Bank Shared Resource | LTBSR | Freezer, LN | No | Columbus Campus > Polaris Pkwy, 2001 (0836)
Leukemia Tissue Bank Shared Resource | LTBSR | Freezer (-20) | No | Columbus Campus > Polaris Pkwy, 2001 (0836)
Leukemia Tissue Bank Shared Resource | LTBSR | Label Printer | No | Columbus Campus > Tzagournis Medical Research Facility (0163)
Leukemia Tissue Bank Shared Resource | LTBSR | VWR -20 Freezer | No | Columbus Campus > Tzagournis Medical Research Facility (0163)
Leukemia Tissue Bank Shared Resource | LTBSR | Spectrophotometer | No | Columbus Campus > Tzagournis Medical Research Facility (0163)
Leukemia Tissue Bank Shared Resource | LTBSR | Freezer, Upright, Ultralow | No | Columbus Campus > Polaris Pkwy, 2001 (0836)
Leukemia Tissue Bank Shared Resource | LTBSR | Freezer, Upright, Ultralow (-80) | No | Columbus Campus > Wiseman Hall (0157)
Leukemia Tissue Bank Shared Resource | LTBSR | Freezer, LN2 | No | Columbus Campus > Wiseman Hall (0157)
Leukemia Tissue Bank Shared Resource | LTBSR | Freezer, Upright, Ultralow | No | Columbus Campus > Polaris Pkwy, 2001 (0836)
Leukemia Tissue Bank Shared Resource | LTBSR | Freezer, LN2 | No | Columbus Campus > Wiseman Hall (0157)
Leukemia Tissue Bank Shared Resource | LTBSR | Biosafety Cabinet, 4' | No | Columbus Campus > Tzagournis Medical Research Facility (0163)
Leukemia Tissue Bank Shared Resource | LTBSR | Centrifuge 5810, Table | No | Columbus Campus > Tzagournis Medical Research Facility (0163)
Leukemia Tissue Bank Shared Resource | LTBSR | Cell Counter | No | Columbus Campus > Tzagournis Medical Research Facility (0163)
Leukemia Tissue Bank Shared Resource | LTBSR | Biosafety Cabinet, 4' | No | Columbus Campus > Tzagournis Medical Research Facility (0163)
Leukemia Tissue Bank Shared Resource | LTBSR | Biosafety Cabinet, 4' | No | Columbus Campus > Tzagournis Medical Research Facility (0163)
Leukemia Tissue Bank Shared Resource | LTBSR | Freezer, Upright, Ultralow (-80) | No | Columbus Campus > Tzagournis Medical Research Facility (0163)
Leukemia Tissue Bank Shared Resource | LTBSR | Biosafety Cabinet, 4' | No | Columbus Campus > Tzagournis Medical Research Facility (0163)
Leukemia Tissue Bank Shared Resource | LTBSR | Biosafety Cabinet, 4' | No | Columbus Campus > Tzagournis Medical Research Facility (0163)
Leukemia Tissue Bank Shared Resource | LTBSR | Centrifuge,Table | No | Columbus Campus > Tzagournis Medical Research Facility (0163)
Leukemia Tissue Bank Shared Resource | LTBSR | Incubator,CO2 | No | Columbus Campus > Tzagournis Medical Research Facility (0163)
Leukemia Tissue Bank Shared Resource | LTBSR | Incubator,CO2 | No | Columbus Campus > Tzagournis Medical Research Facility (0163)
Leukemia Tissue Bank Shared Resource | LTBSR | Freezer,LN2 | No | Columbus Campus > Polaris Pkwy, 2001 (0836)
Leukemia Tissue Bank Shared Resource | LTBSR | Microscope, Inverted | No | Columbus Campus > Tzagournis Medical Research Facility (0163)
Leukemia Tissue Bank Shared Resource | LTBSR | Freezer, LN2 | No | Columbus Campus > Tzagournis Medical Research Facility (0163)
Leukemia Tissue Bank Shared Resource | LTBSR | Freezer, LN2 | No | Columbus Campus > Polaris Pkwy, 2001 (0836)
Leukemia Tissue Bank Shared Resource | LTBSR | Freezer, LN2 | No | Columbus Campus > Polaris Pkwy, 2001 (0836)
Leukemia Tissue Bank Shared Resource | LTBSR | Freezer, LN2 | No | Columbus Campus > Wiseman Hall (0157)
Leukemia Tissue Bank Shared Resource | LTBSR | Freezer, LN2 | No | Columbus Campus > Wiseman Hall (0157)
Leukemia Tissue Bank Shared Resource | LTBSR | Freezer, LN2 | No | Columbus Campus > Wiseman Hall (0157)
Target Validation Shared Resource | TVSR | Ultra-Low Freezer | No | Columbus Campus > Biomedical Research Tower (0112)
Target Validation Shared Resource | TVSR | -20 Freezer | No | Columbus Campus > Biomedical Research Tower (0112)
Target Validation Shared Resource | TVSR | Kenmore Refrigerator | No | Columbus Campus > Biomedical Research Tower (0112)
Target Validation Shared Resource | TVSR | Frigidaire Refrigerator | No | Columbus Campus > Biomedical Research Tower (0112)
Target Validation Shared Resource | TVSR | LapRepCo Futura -20 Freezer | No | Columbus Campus > Biomedical Research Tower (0112)
Target Validation Shared Resource | TVSR | Programmable Thermal Centrifuge | No | Columbus Campus > Biomedical Research Tower (0112)
Target Validation Shared Resource | TVSR | Cryo Storage Tank | No | Columbus Campus > Biomedical Research Tower (0112)
Target Validation Shared Resource | TVSR | Cryo Storage Tank | No | Columbus Campus > Biomedical Research Tower (0112)
Target Validation Shared Resource | TVSR | Isotemp Water Bath | No | Columbus Campus > Biomedical Research Tower (0112)
Target Validation Shared Resource | TVSR | Microfuge | No | Columbus Campus > Biomedical Research Tower (0112)
Target Validation Shared Resource | TVSR | Fine Balance | No | Columbus Campus > Biomedical Research Tower (0112)
Target Validation Shared Resource | TVSR | Mettler Toledo Balance | No | Columbus Campus > Biomedical Research Tower (0112)
Target Validation Shared Resource | TVSR | Biosafety Cabinet | No | Columbus Campus > Biomedical Research Tower (0112)
Target Validation Shared Resource | TVSR | Biosafety Cabinet | No | Columbus Campus > Biomedical Research Tower (0112)
Target Validation Shared Resource | TVSR | Stereotaxic Pump | Yes | Columbus Campus > Biomedical Research Tower (0112)
Target Validation Shared Resource | TVSR | Stereotaxic Pump | Yes | Columbus Campus > Biomedical Research Tower (0112)
Target Validation Shared Resource | TVSR | Stereotaxic pump | Yes | Columbus Campus > Biomedical Research Tower (0112)
Target Validation Shared Resource | TVSR | Stereotaxic pump | Yes | Columbus Campus > Biomedical Research Tower (0112)
Target Validation Shared Resource | TVSR | Stereotaxic pump | Yes | Columbus Campus > Biomedical Research Tower (0112)
Target Validation Shared Resource | TVSR | Stereotaxic pump | Yes | Columbus Campus > Biomedical Research Tower (0112)
Target Validation Shared Resource | TVSR | Small Animal Anesthesia Machine | Yes | Columbus Campus > Biomedical Research Tower (0112)
Target Validation Shared Resource | TVSR | Small Animal Anesthesia Machine | Yes | Columbus Campus > Biomedical Research Tower (0112)
Target Validation Shared Resource | TVSR | Small Animal Anesthesia Machine | Yes | Columbus Campus > Biomedical Research Tower (0112)
Target Validation Shared Resource | TVSR | V-LUX1000 Light Source | Yes | Columbus Campus > Biomedical Research Tower (0112)
Target Validation Shared Resource | TVSR | Fostec Ace Light Source | Yes | Columbus Campus > Biomedical Research Tower (0112)
Target Validation Shared Resource | TVSR | PCR Thermal Cycler | No | Columbus Campus > Biomedical Research Tower (0112)
Target Validation Shared Resource | TVSR | Microscope,Dual Head Teaching | No | Columbus Campus > Biomedical Research Tower (0112)
Target Validation Shared Resource | TVSR | Freezer, LN2 | No | Columbus Campus > Biomedical Research Tower (0112)
Target Validation Shared Resource | TVSR | PCR Thermal Cycler | No | Columbus Campus > Biomedical Research Tower (0112)
Target Validation Shared Resource | TVSR | Centrifuge, Table | No | Columbus Campus > Biomedical Research Tower (0112)
Target Validation Shared Resource | TVSR | Incubator, CO2 | No | Columbus Campus > Biomedical Research Tower (0112)
Target Validation Shared Resource | TVSR | Instr,Stereotaxic Sm Animal | Yes | Columbus Campus > Biomedical Research Tower (0112)
Target Validation Shared Resource | TVSR | Instr,Stereotaxic Sm Animal | Yes | Columbus Campus > Biomedical Research Tower (0112)
Target Validation Shared Resource | TVSR | Instr,Stereotaxic Sm Animal | Yes | Columbus Campus > Biomedical Research Tower (0112)
Target Validation Shared Resource | TVSR | Instr,Stereotaxic Sm Animal | Yes | Columbus Campus > Biomedical Research Tower (0112)
Target Validation Shared Resource | TVSR | Instr,Stereotaxic Sm Animal | Yes | Columbus Campus > Biomedical Research Tower (0112)
Target Validation Shared Resource | TVSR | Instr,Stereotaxic Sm Animal | Yes | Columbus Campus > Biomedical Research Tower (0112)
Target Validation Shared Resource | TVSR | Instr,Stereotaxic Sm Animal | Yes | Columbus Campus > Biomedical Research Tower (0112)
Target Validation Shared Resource | TVSR | Instr,Stereotaxic Sm Animal | Yes | Columbus Campus > Biomedical Research Tower (0112)
Target Validation Shared Resource | TVSR | Scanner,Tumor | No | Columbus Campus > Biomedical Research Tower (0112)
Target Validation Shared Resource | TVSR | Dissociator,Benchtop | No | Columbus Campus > Biomedical Research Tower (0112)

## LTBSR
Shared Resource | Asset ID | Asset Name | Description | Asset Identifier | Serial Number | Location | Asset Coordinator
LTBSR | AST-0116723 (Centrifuge, Refrigerated 5425 R) | Centrifuge, Refrigerated 5425 R | Centrifuge 5425 R, keypad, refrigerated | 01189265 | 5406KH104735 | Columbus Campus > Tzagournis Medical Research Facility (0163) > Floor 03 > Tzagournis Medical Research Facility 330 | Christopher Manring
LTBSR | AST-0130974 (CryoCube F740 Ultra Low Temperature Freezer (-80)) | CryoCube F740 Ultra Low Temperature Freezer (-80) | CryoCube F740 Ultra Low Temperature Freezer (-80) | RF93663 | F740KI972521 | Columbus Campus > Tzagournis Medical Research Facility (0163) > Floor 03 > Tzagournis Medical Research Facility 380-01 | Christopher Manring
LTBSR | AST-0155888 (Microscope) | Microscope |  | NC303942 | 452136 | Columbus Campus > Tzagournis Medical Research Facility (0163) > Floor 03 > Tzagournis Medical Research Facility 334-01 | Christopher Manring
LTBSR | AST-0155889 (Centrifuge) | Centrifuge | Centrifuge | NC303941 | 5434XI215557 | Columbus Campus > Tzagournis Medical Research Facility (0163) > Floor 03 > Tzagournis Medical Research Facility 334-01 | Christopher Manring
LTBSR | AST-0155890 (Water Bath) | Water Bath | Thermo Scientific Water Bath 2343 | NC303940 | 185577 | Columbus Campus > Tzagournis Medical Research Facility (0163) > Floor 03 > Tzagournis Medical Research Facility 334-01 | Christopher Manring
LTBSR | AST-0155891 (Dry Ice Chest) | Dry Ice Chest | Dry Ice Chest | NC303939 | 302 | Columbus Campus > Tzagournis Medical Research Facility (0163) > Floor 03 > Tzagournis Medical Research Facility 334-01 | Christopher Manring
LTBSR | AST-0155892 (Rocker) | Rocker | Rocker | NC303938 | 190725004 | Columbus Campus > Tzagournis Medical Research Facility (0163) > Floor 03 > Tzagournis Medical Research Facility 334-01 | Christopher Manring
LTBSR | AST-0155916 (Refrigerator) | Refrigerator | Frigidaire Refrigerator | NC303937 | WA82500460 | Columbus Campus > Tzagournis Medical Research Facility (0163) > Floor 03 > Tzagournis Medical Research Facility 334-01 | Christopher Manring
LTBSR | AST-0155917 (Mini Incubated Shaker) | Mini Incubated Shaker | Mini Incubated Shaker | NC303936 | 2203205VWR118 | Columbus Campus > Tzagournis Medical Research Facility (0163) > Floor 03 > Tzagournis Medical Research Facility 330 | Christopher Manring
LTBSR | AST-0155918 (Qubit Fluorometer) | Qubit Fluorometer | Qubit Fluorometer | NC303935 | 2321600162 | Columbus Campus > Tzagournis Medical Research Facility (0163) > Floor 03 > Tzagournis Medical Research Facility 330 | Christopher Manring
LTBSR | AST-0155919 (Heater Shaker) | Heater Shaker | Heater Shaker | NC303934 | H1017 | Columbus Campus > Tzagournis Medical Research Facility (0163) > Floor 03 > Tzagournis Medical Research Facility 330 | Christopher Manring
LTBSR | AST-0155920 (Heat Block) | Heat Block | Heat Block | NC303933 | 169 | Columbus Campus > Tzagournis Medical Research Facility (0163) > Floor 03 > Tzagournis Medical Research Facility 330 | Christopher Manring
LTBSR | AST-0155921 (Microwave) | Microwave |  | NC303932 | 04812929MD | Columbus Campus > Tzagournis Medical Research Facility (0163) > Floor 03 > Tzagournis Medical Research Facility 330 | Christopher Manring
LTBSR | AST-0155922 (Freezer, LN) | Freezer, LN | Liquid Nitrogen Tank 1500 Series 190 | NC303931 | CVCL06M110 | Columbus Campus > Wiseman Hall (0157) > Floor 02 > Wiseman Hall 222 | Christopher Manring
LTBSR | AST-0155923 (Freezer, LN) | Freezer, LN | Liquid Nitrogen Tank 1500 Series 190 | NC303930 | CVCL06M108 | Columbus Campus > Wiseman Hall (0157) > Floor 02 > Wiseman Hall 222 | Christopher Manring
LTBSR | AST-0155924 (Freezer, LN) | Freezer, LN | Liquid Nitrogen Tank 1500 Series 190 | NC303929 | CVCL06M109 | Columbus Campus > Wiseman Hall (0157) > Floor 02 > Wiseman Hall 222 | Christopher Manring
LTBSR | AST-0155925 (Freezer, LN) | Freezer, LN | Liquid Nitrogen Tank 1500 Series 190 | NC303928 | CVCL06M111 | Columbus Campus > Wiseman Hall (0157) > Floor 02 > Wiseman Hall 222 | Christopher Manring
LTBSR | AST-0155926 (Freezer, LN) | Freezer, LN | Liquid Nitrogen Tank 1500 Series 190 | NC303927 | CVCL06M103 | Columbus Campus > Wiseman Hall (0157) > Floor 02 > Wiseman Hall 222 | Christopher Manring
LTBSR | AST-0155927 (Freezer, LN) | Freezer, LN | Liquid Nitrogen Tank 1500 Series 190 | NC303926 | CDSX04E106 | Columbus Campus > Wiseman Hall (0157) > Floor 02 > Wiseman Hall 222 | Christopher Manring
LTBSR | AST-0155928 (Freezer, LN) | Freezer, LN | Liquid Nitrogen Tank 1500 Series 190 | NC303925 | CAB2121060038 | Columbus Campus > Wiseman Hall (0157) > Floor 02 > Wiseman Hall N244 | Christopher Manring
LTBSR | AST-0155929 (Freezer, LN) | Freezer, LN | Liquid Nitrogen Tank - K Series | NC303924 | 555-012-M2 | Columbus Campus > Wiseman Hall (0157) > Floor 02 > Wiseman Hall N244 | Christopher Manring
LTBSR | AST-0155930 (Freezer, LN) | Freezer, LN | Liquid Nitrogen Tank - K Series | NC303923 | 562-012-R7 | Columbus Campus > Wiseman Hall (0157) > Floor 02 > Wiseman Hall 2016 | Christopher Manring
LTBSR | AST-0155931 (Freezer, LN) | Freezer, LN | Liquid Nitrogen Tank - K Series | NC303922 | CND1H20802 | Columbus Campus > Tzagournis Medical Research Facility (0163) > Floor 03 > Tzagournis Medical Research Facility 326A | Christopher Manring
LTBSR | AST-0155932 (Freezer, NC) | Freezer, NC | Liquid Nitrogen Tank - 1800 Series 190 | NC303908 | CAB2115040013 | Columbus Campus > Polaris Pkwy, 2001 (0836) > Floor 01 > Polaris Pkwy, 2001 1620 | Christopher Manring
LTBSR | AST-0155933 (Freezer) | Freezer | Freezer -20 | NC303907 | WB22154226 | Columbus Campus > Polaris Pkwy, 2001 (0836) > Floor 01 > Polaris Pkwy, 2001 1620 | Christopher Manring
LTBSR | AST-0155934 (Freezer, LN) | Freezer, LN | Liquid Nitrogen Tank - 1800 Series 190 | NC303906 | CAB2119390011 | Columbus Campus > Polaris Pkwy, 2001 (0836) > Floor 01 > Polaris Pkwy, 2001 1620 | Christopher Manring
LTBSR | AST-0155935 (Freezer (-20)) | Freezer (-20) | Frigidaire -20 freezer | NC303905 | WB90830500 | Columbus Campus > Polaris Pkwy, 2001 (0836) > Floor 01 > Polaris Pkwy, 2001 1620 | Christopher Manring
LTBSR | AST-0158424 (Label Printer) | Label Printer | PRINTER I3300 W LAB ID SOFTWARE SUITE | NC303890 | PGI332225221014 | Columbus Campus > Tzagournis Medical Research Facility (0163) > Floor 03 > Tzagournis Medical Research Facility 334-01 | Christopher Manring
LTBSR | AST-0168940 (VWR -20 Freezer) | VWR -20 Freezer | VWR -20 Freezer | NC303887 | VWR-23028586-2309 | Columbus Campus > Tzagournis Medical Research Facility (0163) > Floor 03 > Tzagournis Medical Research Facility 334-01 | Christopher Manring
LTBSR | AST-9000190 (Spectrophotometer) | Spectrophotometer | Spectrophotometer | RF86390 | B129 | Columbus Campus > Tzagournis Medical Research Facility (0163) > Floor 03 > Tzagournis Medical Research Facility 330 | Christopher Manring
LTBSR | AST-9002934 (Freezer, Upright, Ultralow) | Freezer, Upright, Ultralow | Freezer (-80) U725 | RF91028 | F725DJ530370 | Columbus Campus > Polaris Pkwy, 2001 (0836) > Floor 01 > Polaris Pkwy, 2001 1620 | Christopher Manring
LTBSR | AST-9029342 (Freezer, Upright, Ultralow (-80)) | Freezer, Upright, Ultralow (-80) | Freezer, Upright, Ultralow (-80) | 01141903 | 808464-00016 | Columbus Campus > Wiseman Hall (0157) > Floor 02 > Wiseman Hall 2016 | Christopher Manring
LTBSR | AST-9036200 (Freezer, LN2) | Freezer, LN2 | Freezer, LN2 | 01172346 | CAB2112230685 | Columbus Campus > Wiseman Hall (0157) > Floor 02 > Wiseman Hall 222 | Christopher Manring
LTBSR | AST-9036595 (Freezer, Upright, Ultralow) | Freezer, Upright, Ultralow |  | 01172684 | 477671-784 | Columbus Campus > Polaris Pkwy, 2001 (0836) > Floor 01 > Polaris Pkwy, 2001 1620 | Christopher Manring
LTBSR | AST-9036633 (Freezer, LN2) | Freezer, LN2 | Freezer, LN2 | 01172952 | CAB2112440648 | Columbus Campus > Wiseman Hall (0157) > Floor 02 > Wiseman Hall 222 | Christopher Manring
LTBSR | AST-9040771 (Biosafety Cabinet, 4') | Biosafety Cabinet, 4' |  | 01176972 | 300026999 | Columbus Campus > Tzagournis Medical Research Facility (0163) > Floor 03 > Tzagournis Medical Research Facility 334-01 | Christopher Manring
LTBSR | AST-9040788 (Centrifuge 5810, Table) | Centrifuge 5810, Table | Centrifuge 5810, Table | 01176977 | 5810EG064271 | Columbus Campus > Tzagournis Medical Research Facility (0163) > Floor 03 > Tzagournis Medical Research Facility 334-01 | Christopher Manring
LTBSR | AST-9042597 (Cell Counter) | Cell Counter |  | 01178038 | AUTO2000-105-0415 | Columbus Campus > Tzagournis Medical Research Facility (0163) > Floor 03 > Tzagournis Medical Research Facility 329 | William Towns
LTBSR | AST-9048359 (Biosafety Cabinet, 4') | Biosafety Cabinet, 4' | Thermo Scientific Bio Safety Cabinet 1300 A2 | 01181319 | 300173114 | Columbus Campus > Tzagournis Medical Research Facility (0163) > Floor 03 > Tzagournis Medical Research Facility 334-01 | Christopher Manring
LTBSR | AST-9048914 (Biosafety Cabinet, 4') | Biosafety Cabinet, 4' | Thermo Scientific Bio Safety Cabinet 1300 A2 | 01181616 | 300207360 | Columbus Campus > Tzagournis Medical Research Facility (0163) > Floor 03 > Tzagournis Medical Research Facility 334-01 | Christopher Manring
LTBSR | AST-9051494 (Freezer, Upright, Ultralow (-80)) | Freezer, Upright, Ultralow (-80) | Eppendorf Freezer F740 (-80) | 01183682 | F740IM602998 | Columbus Campus > Tzagournis Medical Research Facility (0163) > Floor 03 > Tzagournis Medical Research Facility 334-01 | Christopher Manring
LTBSR | AST-9051503 (Biosafety Cabinet, 4') | Biosafety Cabinet, 4' | Biosafety Cabinet, 4' | 01183683 | 190779151A | Columbus Campus > Tzagournis Medical Research Facility (0163) > Floor 03 > Tzagournis Medical Research Facility 330 | Christopher Manring
LTBSR | AST-9051504 (Biosafety Cabinet, 4') | Biosafety Cabinet, 4' | Biosafety Cabinet, 4' | 01183684 | 190779152A | Columbus Campus > Tzagournis Medical Research Facility (0163) > Floor 03 > Tzagournis Medical Research Facility 330 | Christopher Manring
LTBSR | AST-9051533 (Centrifuge,Table) | Centrifuge,Table | Centrifuge,Table | 01183711 | 5810IK667371 | Columbus Campus > Tzagournis Medical Research Facility (0163) > Floor 03 > Tzagournis Medical Research Facility 334-01 | Christopher Manring
LTBSR | AST-9051902 (Incubator,CO2) | Incubator,CO2 | Incubator,CO2 | 01176833 | 6734IN204114 | Columbus Campus > Tzagournis Medical Research Facility (0163) > Floor 03 > Tzagournis Medical Research Facility 330 | Christopher Manring
LTBSR | AST-9051903 (Incubator,CO2) | Incubator,CO2 | Incubator,CO2 | 01176834 | 6734IO004483 | Columbus Campus > Tzagournis Medical Research Facility (0163) > Floor 03 > Tzagournis Medical Research Facility 330 | Christopher Manring
LTBSR | AST-9052669 (Freezer,LN2) | Freezer,LN2 | Freezer,LN2 | 01189266 | NI412-01-0710B | Columbus Campus > Polaris Pkwy, 2001 (0836) > Floor 01 > Polaris Pkwy, 2001 1620 | William Towns
LTBSR | AST-9056635 (Microscope, Inverted) | Microscope, Inverted | Microscope, Inverted | 01127526 | 3823000101 | Columbus Campus > Tzagournis Medical Research Facility (0163) > Floor 03 > Tzagournis Medical Research Facility 330 | Christopher Manring
LTBSR | AST-9064777 (Freezer, LN2) | Freezer, LN2 | Liquid Nitrogen Tank - K Series | RF93026 | 552-013-N3 | Columbus Campus > Tzagournis Medical Research Facility (0163) > Floor 03 > Tzagournis Medical Research Facility 330 | Christopher Manring
LTBSR | AST-9065126 (Freezer, LN2) | Freezer, LN2 | Liquid Nitrogen Tank - K Series | R079617 | 576-002-RC | Columbus Campus > Polaris Pkwy, 2001 (0836) > Floor 01 > Polaris Pkwy, 2001 1620 | Christopher Manring
LTBSR | AST-9065127 (Freezer, LN2) | Freezer, LN2 | Liquid Nitrogen Tank - K Series | R079618 | 576-002-S1 | Columbus Campus > Polaris Pkwy, 2001 (0836) > Floor 01 > Polaris Pkwy, 2001 1620 | Christopher Manring
LTBSR | AST-9065933 (Freezer, LN2) | Freezer, LN2 | Liquid Nitrogen Tank 1500 Series 190 | RF745592 | CDSX04E101 | Columbus Campus > Wiseman Hall (0157) > Floor 02 > Wiseman Hall 222 | Christopher Manring
LTBSR | AST-9066268 (Freezer, LN2) | Freezer, LN2 | Freezer, LN2 | R084967 | CDSAC05J102 | Columbus Campus > Wiseman Hall (0157) > Floor 02 > Wiseman Hall 222 | Christopher Manring
LTBSR | AST-9066269 (Freezer, LN2) | Freezer, LN2 | Freezer, LN2 | R084968 | CVSAB05H103 | Columbus Campus > Wiseman Hall (0157) > Floor 02 > Wiseman Hall 222 | Christopher Manring

## CPDISR
Shared Resource | Asset ID | Asset Name | Description | Asset Identifier | Serial Number | Location | Asset Coordinator
CPDISR-CCC | AST-0116453 (Scanner, Slide VS200) | Scanner, Slide VS200 | Scanner, Slide VS200 with computer and associated air table - bundled equipment | 01185690 | 210112507 | Columbus Campus > Goss Laboratory (0180) > Floor 03 > Goss Laboratory 310 | Kara Corps
CPDISR-CCC | AST-0132927 (Aerospray Pro Slide Cytocentrifuge) | Aerospray Pro Slide Cytocentrifuge | Stainer, Hematology Slide Aerospray | 01189235 | 7152211774 | Columbus Campus > Veterinary Medicine Academic (0136) > Floor 04 > Veterinary Medicine Academic 467 | Kara Corps
CPDISR-CCC | AST-0151387 (IntelliPATH Automated Slide Staining System) | IntelliPATH Automated Slide Staining System | IntelliPATH Automated Slide Staining System | 01188110 | BCIP01-0648 | Columbus Campus > Goss Laboratory (0180) > Floor 03 > Goss Laboratory 312 | Kara Corps
CPDISR-CCC | AST-0156005 (Diff counter) | Diff counter | Diff counter - Model 10-308 | NC302913 | 341524 | Columbus Campus > Veterinary Medicine Academic (0136) > Floor 04 > Veterinary Medicine Academic 467 | Kara Corps
CPDISR-CCC | AST-0156006 (Refrigerator) | Refrigerator | Model MR38PA-GAEE-FS | NC302912 | 0125814101150714 | Columbus Campus > Veterinary Medicine Academic (0136) > Floor 04 > Veterinary Medicine Academic 467 | Kara Corps
CPDISR-CCC | AST-0156007 (Microscope) | Microscope | Olympus CX41 Microscope | 01146946 | 6D10061 | Columbus Campus > Veterinary Medicine Academic (0136) > Floor 04 > Veterinary Medicine Academic 471 | Kara Corps
CPDISR-CCC | AST-0156008 (Microscope) | Microscope | Olympus SZ61 Microscope with light source bundled equipment | NC040822 | 8HD004 | Columbus Campus > Veterinary Medicine Academic (0136) > Floor 04 > Veterinary Medicine Academic 471 | Kara Corps
CPDISR-CCC | AST-0156009 (Scale) | Scale | Adventurer Scale | NC302914 | 120340481 | Columbus Campus > Veterinary Medicine Academic (0136) > Floor 04 > Veterinary Medicine Academic 471 | Kara Corps
CPDISR-CCC | AST-0156011 (Reagent Locker) | Reagent Locker | Reagent Locker | NC302915 | 330HA20190514002 | Columbus Campus > Goss Laboratory (0180) > Floor 03 > Goss Laboratory 312 | Kara Corps
CPDISR-CCC | AST-0156012 (Shaker) | Shaker | Shaker | NC302916 | UCSB-2223 | Columbus Campus > Goss Laboratory (0180) > Floor 03 > Goss Laboratory 312 | Kara Corps
CPDISR-CCC | AST-0156015 (Microscope) | Microscope | Olympus BX41 Microscope | NC302922 | 4M23709 | Columbus Campus > Goss Laboratory (0180) > Floor 03 > Goss Laboratory 314 | Kara Corps
CPDISR-CCC | AST-0156017 (Vibratome) | Vibratome | Vibrotome Pelco | 01114157 | V790780 | Columbus Campus > Goss Laboratory (0180) > Floor 03 > Goss Laboratory 314 | Kara Corps
CPDISR-CCC | AST-0156019 (Water Purification Station) | Water Purification Station | Milli-Q Water Purification Station | 01189236 | F3AB771250 | Columbus Campus > Goss Laboratory (0180) > Floor 03 > Goss Laboratory 302 | Kara Corps
CPDISR-CCC | AST-0156020 (Hot Plate) | Hot Plate | Hot Plate | NC302921 | M3720420042230904 | Columbus Campus > Goss Laboratory (0180) > Floor 03 > Goss Laboratory 312 | Kara Corps
CPDISR-CCC | AST-0156021 (Refrigerator) | Refrigerator | Refrigerator | NC302920 | WA24801337 | Columbus Campus > Goss Laboratory (0180) > Floor 03 > Goss Laboratory 314 | Kara Corps
CPDISR-CCC | AST-0156022 (Flotation Workstation) | Flotation Workstation |  | NC303896 |  | Columbus Campus > Goss Laboratory (0180) > Floor 03 > Goss Laboratory 314 | Kara Corps
CPDISR-CCC | AST-0156023 (Flotation Workstation) | Flotation Workstation | Flotation Workstation | NC144351 |  | Columbus Campus > Goss Laboratory (0180) > Floor 03 > Goss Laboratory 314 | Kara Corps
CPDISR-CCC | AST-0156024 (Flotation Workstation) | Flotation Workstation | General Data Flotation Workstation | NC188721 | FWL107A002 | Columbus Campus > Goss Laboratory (0180) > Floor 03 > Goss Laboratory 302 | Kara Corps
CPDISR-CCC | AST-0156025 (Flotation Workstation) | Flotation Workstation | Flotation Workstation | NC302919 | 220027777015708 | Columbus Campus > Goss Laboratory (0180) > Floor 03 > Goss Laboratory 302 | Kara Corps
CPDISR-CCC | AST-0156026 (Flotation Workstation) | Flotation Workstation | Flotation Workstation | NC302917 | 220037777016008 | Columbus Campus > Goss Laboratory (0180) > Floor 03 > Goss Laboratory 302 | Kara Corps
CPDISR-CCC | AST-0156027 (Water Bath) | Water Bath | Water Bath | NC050489 | 807503 | Columbus Campus > Goss Laboratory (0180) > Floor 03 > Goss Laboratory 302 | Kara Corps
CPDISR-CCC | AST-0156028 (Refrigerator/Freezer) | Refrigerator/Freezer |  | NC217414 | T05Z-457403-TZ | Columbus Campus > Goss Laboratory (0180) > Floor 03 > Goss Laboratory 302 | Kara Corps
CPDISR-CCC | AST-0156030 (Stir Plate) | Stir Plate | Stir Plate | NC303895 | 757000962580 | Columbus Campus > Goss Laboratory (0180) > Floor 03 > Goss Laboratory 302 | Kara Corps
CPDISR-CCC | AST-0156031 (pH Meter) | pH Meter | pH Meter | NC303894 | A12216 | Columbus Campus > Goss Laboratory (0180) > Floor 03 > Goss Laboratory 302 | Kara Corps
CPDISR-CCC | AST-0156032 (Microwave Oven) | Microwave Oven | Microwave Oven | NC303893 | A33913800461690100171 | Columbus Campus > Goss Laboratory (0180) > Floor 03 > Goss Laboratory 302 | Kara Corps
CPDISR-CCC | AST-0156033 (Slide Oven) | Slide Oven | Slide Oven | NC303892 | 007N0279 | Columbus Campus > Goss Laboratory (0180) > Floor 03 > Goss Laboratory 302 | Kara Corps
CPDISR-CCC | AST-0156034 (Centrifuge) | Centrifuge | Centrifuge | NC303891 | 5401JG010120 | Columbus Campus > Veterinary Medicine Academic (0136) > Floor 04 > Veterinary Medicine Academic 467 | Kara Corps
CPDISR-CCC | AST-0160757 (TMC Micro-g Optical table) | TMC Micro-g Optical table | TMC micro-g Air Vibration table | NC287836 | 100038280 | Columbus Campus > Goss Laboratory (0180) > Floor 03 > Goss Laboratory 302 | Kara Corps
CPDISR-CCC | AST-0164974 (Leica- Aperio AT2 Scanner) | Leica- Aperio AT2 Scanner | Leica- Aperio AT2 Scanner | 01189057 | 7772 | Columbus Campus > Graves Hall (0277) > Floor 03 > Graves Hall 3036 | Kara Corps
CPDISR-CCC | AST-0164975 (Leica- Aperio AT2 Scanner) | Leica- Aperio AT2 Scanner | Leica- Aperio AT2 Scanner | 01189058 | 7985 | Columbus Campus > Goss Laboratory (0180) > Floor 03 > Goss Laboratory 310 | Kara Corps
CPDISR-CCC | AST-0165587 (Axio Observer 7 Microscope) | Axio Observer 7 Microscope | Axio Observer 7 Microscope | 01189185 | 3368010828 | Columbus Campus > Goss Laboratory (0180) > Floor 03 > Goss Laboratory 314 | Kara Corps
CPDISR-CCC | AST-9031926 (Microscope,Upright) | Microscope,Upright | Olympus Microscope BX51 with camera bundled equipment | 01161903 | 8A22577 | Columbus Campus > Goss Laboratory (0180) > Floor 03 > Goss Laboratory 314 | Kara Corps
CPDISR-CCC | AST-9033571 (Leica CM 1950 Microtome) | Leica CM 1950 Microtome | Leica CM 1950 Microtome | 01166883 | 1172 | Columbus Campus > Goss Laboratory (0180) > Floor 03 > Goss Laboratory 302 | Kara Corps
CPDISR-CCC | AST-9033601 (Slide Printer,Histology) | Slide Printer,Histology | Leica IPS Slide Printer | 01167038 | 1620 | Columbus Campus > Goss Laboratory (0180) > Floor 03 > Goss Laboratory 302 | Kara Corps
CPDISR-CCC | AST-9033643 (Microtome, Rotary) | Microtome, Rotary | Microtome, Rotary | 01189233 | 4140 | Columbus Campus > Goss Laboratory (0180) > Floor 03 > Goss Laboratory 314 | Kara Corps
CPDISR-CCC | AST-9033644 (Microtome, Rotary) | Microtome, Rotary | Microtome, Rotary | 01167200 | 4139 | Columbus Campus > Goss Laboratory (0180) > Floor 03 > Goss Laboratory 302 | Kara Corps
CPDISR-CCC | AST-9033645 (Microtome, Rotary) | Microtome, Rotary | Microtome, Rotary | 01167202 | 4138 | Columbus Campus > Goss Laboratory (0180) > Floor 03 > Goss Laboratory 314 | Kara Corps
CPDISR-CCC | AST-9033646 (Microtome, Rotary) | Microtome, Rotary | Microtome, Rotary | 01167201 | 4141 | Columbus Campus > Goss Laboratory (0180) > Floor 03 > Goss Laboratory 314 | Kara Corps
CPDISR-CCC | AST-9034460 (Tissue Processor) | Tissue Processor | Leica Tissue Processor ASP 300S | 01169255 | 3829 | Columbus Campus > Goss Laboratory (0180) > Floor 03 > Goss Laboratory 302 | Kara Corps
CPDISR-CCC | AST-9037244 (Microtome, Rotary) | Microtome, Rotary | Microtome, Rotary | 01173417 | 6168 | Columbus Campus > Goss Laboratory (0180) > Floor 03 > Goss Laboratory 302 | Kara Corps
CPDISR-CCC | AST-9040515 (Microscope, Ergonomic, LED) | Microscope, Ergonomic, LED | Microscope with camera | 01176522 | 704592 HEAD=0105073 | Columbus Campus > Veterinary Medicine Academic (0136) > Floor 04 > Veterinary Medicine Academic 450 | Kara Corps
CPDISR-CCC | AST-9040519 (Camera,Color,HD) | Camera,Color,HD | Camera, Color, HD | 01176521 | 62000196 | Columbus Campus > Veterinary Medicine Academic (0136) > Floor 04 > Veterinary Medicine Academic 450 | Kara Corps
CPDISR-CCC | AST-9052890 (System,Tissue Processing) | System,Tissue Processing | System, Tissue Processing | 01189234 | 45110228 | Columbus Campus > Goss Laboratory (0180) > Floor 03 > Goss Laboratory 302 | Kara Corps
CPDISR-CCC | AST-9056155 (Autostainer) | Autostainer | Auto Stainer Leica | 01127210 | 0336 | Columbus Campus > Goss Laboratory (0180) > Floor 03 > Goss Laboratory 302 | Kara Corps
CPDISR-Vet Med | AST-9049643 (Hematology Analyzer) | Hematology Analyzer | Hematology Analyzer | 01181793 | GS2394 | Columbus Campus > Goss Laboratory (0180) > Floor 04 > Goss Laboratory 467 | Kara Corps
CPDISR-Vet Med | AST-9046742 (System, Clinical Chemistry) | Clinical Chemistry Analyzer | Clinical Chemistry Analyzer | 01180378 | 16110363 | Columbus Campus > Goss Laboratory (0180) > Floor 04 > Goss Laboratory 467 | Kara Corps
CPDISR-Vet Med | AST-9032312 (Olympus BX41 two headed microscope) | Olympus BX41 | Olympus BX41 | 01166106 | 9A02723 | Columbus Campus > Goss Laboratory (0180) > Floor 04 > Goss Laboratory 467 | Kara Corps
CPDISR-Vet Med | AST-90311454 (freezer, 3 cuft -80F) | Freezer, 3Cuft -80F) | minus 80 Freezer | 01149422 | 814145-177 | Columbus Campus > Goss Laboratory (0180) > Floor 04 > Goss Laboratory 467 | Kara Corps
CPDISR-Vet Med | AST-9049914 (Olympus BX43 Microscope) | Olympus BX43 Microscope | Olympus BX43 Microscope | 01182251 | 8H52032 | Columbus Campus > Goss Laboratory (0180) > Floor 03 > Goss Laboratory 302 | Kara Corps
CPDISR-Vet Med | AST-9034359 (Leica ST 5020 Auto Stainer) | Leica ST 5020 Autostainer | Leica ST 5020 Autostainer | 01169070 | 1542 | Columbus Campus > Goss Laboratory (0180) > Floor 03 > Goss Laboratory 302 | Kara Corps
CPDISR-Vet Med | AST-0125330 (Embedding Station, LEI-Q-04077-Histocore Arcadia) | Histocore Arcadia | Histocore Arcadia | 01186614 | 7455 | Columbus Campus > Goss Laboratory (0180) > Floor 03 > Goss Laboratory 302 | Kara Corps
CPDISR-Vet Med | AST-0125330 (Embedding Station, LEI-Q-04077-Histocore Arcadia) | Histocore Arcadia | Histocore Arcadia | 01186613 | 7459 | Columbus Campus > Goss Laboratory (0180) > Floor 03 > Goss Laboratory 302 | Kara Corps
CPDISR-Vet Med | AST-9035116 (Olympus BX40) | Olympus BX40 Microscope | Olympus BX40 Microscope | 01170658 | 6A02751 | Columbus Campus > Goss Laboratory (0180) > Floor 03 > Goss Laboratory 302 | Kara Corps

## CTSSR
Shared Resource | Asset ID | Asset Name | Description | Asset Identifier | Serial Number | Location | Asset Coordinator
CTSSR | AST-0155939 (Seahorse, Agilent) | Seahorse, Agilent | Extracellular Flux Analyzer | 1172953 | 420016 | Columbus Campus > Biomedical Research Tower (0112) > Floor 02 > Biomedical Research Tower 240
CTSSR | AST-0155941 (VWR Inverted Microscope) | VWR Inverted Microscope | TC-5600CL LED/halogen is a Trinocular inverted Epi-Fluorescence Biological Compound Microscope. It makes examing of tissue cultures, microbes and other live specimens fast any easy. Equiped with a mounted camera port. | NC223916 | 89404-462 | Columbus Campus > Biomedical Research Tower (0112) > Floor 02 > Biomedical Research Tower 240C | Wancai Yang
CTSSR | AST-0155942 (Centrifuge, Eppendorf 5424) | Centrifuge, Eppendorf 5424 | Centrifuge, Eppendorf 5424 | NC144346 | 5424DM859556 | Columbus Campus > Biomedical Research Tower (0112) > Floor 02 > Biomedical Research Tower 240C | Wancai Yang
CTSSR | AST-0157733 (brushless microcentrifuge) | brushless microcentrifuge | brushless microcentrifuge | NC071070 |  | Columbus Campus > Biomedical Research Tower (0112) > Floor 02 > Biomedical Research Tower 240 | Wancai Yang
CTSSR | AST-0157734 (Microplate Genie) | Microplate Genie | Microplate Genie | NC071064 | M40-1899 | Columbus Campus > Biomedical Research Tower (0112) > Floor 02 > Biomedical Research Tower 240C | Wancai Yang
CTSSR | AST-0157735 (Centrifuge) | Centrifuge | Centrifuge | NC071074 |  | Columbus Campus > Biomedical Research Tower (0112) > Floor 02 > Biomedical Research Tower 240C | Wancai Yang
CTSSR | AST-0157736 (Water Bath) | Water Bath | Water Bath | NC071075 |  | Columbus Campus > Biomedical Research Tower (0112) > Floor 02 > Biomedical Research Tower 240 | Wancai Yang
CTSSR | AST-0157737 (Chromotograph 4 degree fridge) | Chromotograph 4 degree fridge | Chromotograph 4 degree refridgerator | NC237889 | 1163073101190800 | Columbus Campus > Biomedical Research Tower (0112) > Floor 02 > Biomedical Research Tower 240 | Wancai Yang
CTSSR | AST-0157738 (Isotemp 125D Fischer Scientific Heater Core) | Isotemp 125D Fischer Scientific Heater Core | Isotemp 125D Fischer Scientific Heater Core | NC071069 | 302N0092 | Columbus Campus > Biomedical Research Tower (0112) > Floor 02 > Biomedical Research Tower 240 | Wancai Yang
CTSSR | AST-0160330 (LUMINEX 200 SYSTEM) | LUMINEX 200 SYSTEM | LUMINEX 200 SYSTEM WITH XPONENT 4.3 SOFTWARE | 01184366 |  | Columbus Campus > Biomedical Research Tower (0112) > Floor 02 > Biomedical Research Tower 240 | Wancai Yang
CTSSR | AST-0168919 (Countess II Cell Counter) | Countess II Cell Counter | Countess II Cell Counter | NC302901 | 2186A20025782 | Columbus Campus > Biomedical Research Tower (0112) > Floor 02 > Biomedical Research Tower 240C | Wancai Yang
CTSSR | AST-9029341 (Vacufuge) | Vacufuge | Vacufuge | 01141901 | 0004714 | Columbus Campus > Biomedical Research Tower (0112) > Floor 02 > Biomedical Research Tower 240 | Wancai Yang
CTSSR | AST-9031808 (Spectrofluorometer) | Spectrofluorometer | Nandodrop spectrofluorometer | 01161397 | 0625 | Columbus Campus > Biomedical Research Tower (0112) > Floor 02 > Biomedical Research Tower 240 | Wancai Yang
CTSSR | AST-9032191 (Sorvall LEGEND RT+ centrifuge) | Sorvall LEGEND RT+ centrifuge | Sorvall LEGEND RT+ centrifuge | 01163124 | 40873411 | Columbus Campus > Biomedical Research Tower (0112) > Floor 02 > Biomedical Research Tower 240C | Wancai Yang
CTSSR | AST-9033880 (Veriti 96 well thermal cycler) | Veriti 96 well thermal cycler | Veriti 96 well thermal cycler | 01168367 | 299029514 | Columbus Campus > Biomedical Research Tower (0112) > Floor 02 > Biomedical Research Tower 240 | Wancai Yang
CTSSR | AST-9035237 (Sorvall LEGEND XTR centrifuge) | Sorvall LEGEND XTR centrifuge | Sorvall LEGEND XTR centrifuge | 01170751 | 41245617 | Columbus Campus > Biomedical Research Tower (0112) > Floor 02 > Biomedical Research Tower 240 | Wancai Yang
CTSSR | AST-9035544 (Nanodrop Spectrophotometer) | Nanodrop Spectrophotometer | Nanodrop | 01171619 | C953 | Columbus Campus > Biomedical Research Tower (0112) > Floor 02 > Biomedical Research Tower 240C | Wancai Yang
CTSSR | AST-9035545 (Microscope,ES Transfer Set) | Microscope,ES Transfer Set | Microscope,ES Transfer Set | 01171618 | 3832001678 | Columbus Campus > Biomedical Research Tower (0112) > Floor 02 > Biomedical Research Tower 240 | Wancai Yang
CTSSR | AST-9036327 (Purification System, Protein) | Purification System, Protein | Purification System, Protein | 01172164 | 32932751 | Columbus Campus > Biomedical Research Tower (0112) > Floor 02 > Biomedical Research Tower 240C | Wancai Yang
CTSSR | AST-9036427 (Nucleic Acid Tape Station) | Nucleic Acid Tape Station | Nucleic Acid Tape Station | 01173991 | 3-PM1673NA-21/10/15 | Columbus Campus > Biomedical Research Tower (0112) > Floor 02 > Biomedical Research Tower 240C | Wancai Yang
CTSSR | AST-9036966 (MagPix Plate Reader) | MagPix Plate Reader | MagPix plate reader | 01173256 | MX12206703 | Columbus Campus > Biomedical Research Tower (0112) > Floor 02 > Biomedical Research Tower 240 | Wancai Yang
CTSSR | AST-9038815 (C1000 Touch Thermal Cycler) | C1000 Touch Thermal Cycler | C1000 Touch Thermal Cycler | 01174904 | CT012819 | Columbus Campus > Biomedical Research Tower (0112) > Floor 02 > Biomedical Research Tower 240 | Wancai Yang
CTSSR | AST-9038872 (Biosafety Cabinet, 4') | Biosafety Cabinet, 4' | Biosafety Cabinet, 4' | 01175049 | 104142-7363 | Columbus Campus > Biomedical Research Tower (0112) > Floor 02 > Biomedical Research Tower 240C | Wancai Yang
CTSSR | AST-9039376 (Freezer, Upright, Ultralow) | Freezer, Upright, Ultralow | Freezer, Upright, Ultralow | 01175597 | F700DH400884 | Columbus Campus > Biomedical Research Tower (0112) > Floor 02 > Biomedical Research Tower 236X | Wancai Yang
CTSSR | AST-9046459 (Maxwell RSC Nucleic Acid Purification Syst) | Maxwell RSC Nucleic Acid Purification Syst | Maxwell RSC Nucleic Acid Purification Syst | 01167608 | 1000087 | Columbus Campus > Biomedical Research Tower (0112) > Floor 02 > Biomedical Research Tower 240C | Wancai Yang
CTSSR | AST-9050028 (Biosafety Cabinet, 4') | Biosafety Cabinet, 4' | Biosafety Cabinet, 4' | 01182338 | 300248408 | Columbus Campus > Biomedical Research Tower (0112) > Floor 02 > Biomedical Research Tower 240C | Wancai Yang

## TVSR
Shared Resource | Asset ID | Asset Name | Description | Asset Identifier | Serial Number | Location | Asset Coordinator
TVSR | AST-0146075 (Ultra-Low Freezer) | Ultra-Low Freezer | Ultra-Low Freezer | 01187661 | 22090-20201 | Columbus Campus > Biomedical Research Tower (0112) > Floor 09 > Biomedical Research Tower 931 | Reena Shakya
TVSR | AST-0157709 (-20 Freezer) | -20 Freezer | Crosley Corp -20 Freezer | NC302969 | WB14642398 | Columbus Campus > Biomedical Research Tower (0112) > Floor 09 > Biomedical Research Tower 939 | Reena Shakya
TVSR | AST-0157710 (Kenmore Refrigerator) | Kenmore Refrigerator | Kenmore Refrigerator | NC302968 | WA52801374 | Columbus Campus > Biomedical Research Tower (0112) > Floor 09 > Biomedical Research Tower 939 | Reena Shakya
TVSR | AST-0157711 (Frigidaire Refrigerator) | Frigidaire Refrigerator | Frigidaire Refrigerator | NC144385 | WA42602090 | Columbus Campus > Biomedical Research Tower (0112) > Floor 09 > Biomedical Research Tower 939 | Reena Shakya
TVSR | AST-0157712 (LapRepCo Futura -20 Freezer) | LapRepCo Futura -20 Freezer | LapRepCo Futura -20 Freezer | NC302970 | LRC-WB22849616 | Columbus Campus > Biomedical Research Tower (0112) > Floor 09 > Biomedical Research Tower 941 | Reena Shakya
TVSR | AST-0157713 (Programmable Thermal Centrifuge) | Programmable Thermal Centrifuge | Programmable Thermal Centrifuge | NC079665 | 22081 | Columbus Campus > Biomedical Research Tower (0112) > Floor 09 > Biomedical Research Tower 940 | Reena Shakya
TVSR | AST-0157714 (Cryo Storage Tank) | Cryo Storage Tank | Cryo Storage Tank | NC302964 |  | Columbus Campus > Biomedical Research Tower (0112) > Floor 09 > Biomedical Research Tower 940B | Reena Shakya
TVSR | AST-0157715 (Cryo Storage Tank) | Cryo Storage Tank | Cryo Storage Tank | NC071279 |  | Columbus Campus > Biomedical Research Tower (0112) > Floor 09 > Biomedical Research Tower 940B | Reena Shakya
TVSR | AST-0157716 (Isotemp Water Bath) | Isotemp Water Bath | Isotemp Water Bath | NC160382 | 300012243 | Columbus Campus > Biomedical Research Tower (0112) > Floor 09 > Biomedical Research Tower 940B | Reena Shakya
TVSR | AST-0157717 (Microfuge) | Microfuge | Microfuge | NC144311 | NFA12K001 | Columbus Campus > Biomedical Research Tower (0112) > Floor 09 > Biomedical Research Tower 940 | Reena Shakya
TVSR | AST-0157718 (Fine Balance) | Fine Balance | Fine Balance | NC071243 |  | Columbus Campus > Biomedical Research Tower (0112) > Floor 09 > Biomedical Research Tower 940 | Reena Shakya
TVSR | AST-0157719 (Mettler Toledo Balance) | Mettler Toledo Balance | Mettler Toledo Balance | NC071280 | V343906835 | Columbus Campus > Biomedical Research Tower (0112) > Floor 09 > Biomedical Research Tower 940 | Reena Shakya
TVSR | AST-0157720 (Biosafety Cabinet) | Biosafety Cabinet | Biosafety Cabinet | NC302967 | 300376608 | Columbus Campus > Biomedical Research Tower (0112) > Floor 09 > Biomedical Research Tower 940B | Reena Shakya
TVSR | AST-0157721 (Biosafety Cabinet) | Biosafety Cabinet | Biosafety Cabinet | NC302966 | 300376607 | Columbus Campus > Biomedical Research Tower (0112) > Floor 09 > Biomedical Research Tower 940B | Reena Shakya
TVSR | AST-0157722 (Stereotaxic Pump) | Stereotaxic Pump | Stereotaxic Pump | NC232597 |  | Columbus Campus > Biomedical Research Tower (0112) > Floor 0B > Biomedical Research Tower 072B | Reena Shakya
TVSR | AST-0157723 (Stereotaxic Pump) | Stereotaxic Pump | Stereotaxic Pump | NC232802 |  | Columbus Campus > Biomedical Research Tower (0112) > Floor 0B > Biomedical Research Tower 072B | Reena Shakya
TVSR | AST-0157724 (Stereotaxic pump) | Stereotaxic pump | Stereotaxic pump | NC232600 |  | Columbus Campus > Biomedical Research Tower (0112) > Floor 0B > Biomedical Research Tower 072B | Reena Shakya
TVSR | AST-0157725 (Stereotaxic pump) | Stereotaxic pump | Stereotaxic Pump | NC232599 |  | Columbus Campus > Biomedical Research Tower (0112) > Floor 0B > Biomedical Research Tower 072B | Reena Shakya
TVSR | AST-0157726 (Stereotaxic pump) | Stereotaxic pump | Stereotaxic pump | NC232598 |  | Columbus Campus > Biomedical Research Tower (0112) > Floor 0B > Biomedical Research Tower 072B | Reena Shakya
TVSR | AST-0157727 (Stereotaxic pump) | Stereotaxic pump | Stereotaxic pump | NC232596 |  | Columbus Campus > Biomedical Research Tower (0112) > Floor 0B > Biomedical Research Tower 072B | Reena Shakya
TVSR | AST-0157728 (Small Animal Anesthesia Machine) | Small Animal Anesthesia Machine | Small Animal Anesthesia Machine | NC232628 | SS6516B | Columbus Campus > Biomedical Research Tower (0112) > Floor 0B > Biomedical Research Tower 072B | Reena Shakya
TVSR | AST-0157729 (Small Animal Anesthesia Machine) | Small Animal Anesthesia Machine | Small Animal Anesthesia Machine | NC232625 | SS6614B | Columbus Campus > Biomedical Research Tower (0112) > Floor 0B > Biomedical Research Tower 072B | Reena Shakya
TVSR | AST-0157730 (Small Animal Anesthesia Machine) | Small Animal Anesthesia Machine | Small Animal Anesthesia Machine | NC302963 | SS6580B | Columbus Campus > Biomedical Research Tower (0112) > Floor 0B > Biomedical Research Tower 072B | Reena Shakya
TVSR | AST-0157731 (V-LUX1000 Light Source) | V-LUX1000 Light Source | V-LUX1000 Light Source | NC071214 | 1212010 | Columbus Campus > Biomedical Research Tower (0112) > Floor 0B > Biomedical Research Tower 072B | Reena Shakya
TVSR | AST-0157732 (Fostec Ace Light Source) | Fostec Ace Light Source | Fostec Ace Light Source | NC302962 |  | Columbus Campus > Biomedical Research Tower (0112) > Floor 0B > Biomedical Research Tower 072B | Reena Shakya
TVSR | AST-9032831 (PCR Thermal Cycler) | PCR Thermal Cycler | PCR Thermal Cycler | 01165541 | CC009016 | Columbus Campus > Biomedical Research Tower (0112) > Floor 09 > Biomedical Research Tower 940 | Reena Shakya
TVSR | AST-9033864 (Microscope,Dual Head Teaching) | Microscope,Dual Head Teaching | Microscope,Dual Head Teaching | 01189222 | 3918001082 | Columbus Campus > Biomedical Research Tower (0112) > Floor 0B > Biomedical Research Tower 072B | Reena Shakya
TVSR | AST-9035631 (Freezer, LN2) | Freezer, LN2 | Freezer, LN2 | 01171694 | 513762-281 | Columbus Campus > Biomedical Research Tower (0112) > Floor 09 > Biomedical Research Tower 940B | Reena Shakya
TVSR | AST-9038397 (PCR Thermal Cycler) | PCR Thermal Cycler | PCR Thermal Cycler | 01174495 | 297800865 | Columbus Campus > Biomedical Research Tower (0112) > Floor 09 > Biomedical Research Tower 940 | Reena Shakya
TVSR | AST-9038473 (Centrifuge, Table) | Centrifuge, Table | Centrifuge, Table | 01174549 | ALF13M47 | Columbus Campus > Biomedical Research Tower (0112) > Floor 09 > Biomedical Research Tower 940 | Reena Shakya
TVSR | AST-9040541 (Incubator, CO2) | Incubator, CO2 | Incubator, CO2 | 01176517 | 41792969 | Columbus Campus > Biomedical Research Tower (0112) > Floor 09 > Biomedical Research Tower 940B | Reena Shakya
TVSR | AST-9050306 (Instr,Stereotaxic Sm Animal) | Instr,Stereotaxic Sm Animal | Instr,Stereotaxic Sm Animal | 01182884 | 200A | Columbus Campus > Biomedical Research Tower (0112) > Floor 09 > Biomedical Research Tower 940 | Reena Shakya
TVSR | AST-9050307 (Instr,Stereotaxic Sm Animal) | Instr,Stereotaxic Sm Animal | Instr,Stereotaxic Sm Animal | 01182885 | 227A | Columbus Campus > Biomedical Research Tower (0112) > Floor 09 > Biomedical Research Tower 940 | Reena Shakya
TVSR | AST-9050308 (Instr,Stereotaxic Sm Animal) | Instr,Stereotaxic Sm Animal | Instr,Stereotaxic Sm Animal | 01182886 | 220A | Columbus Campus > Biomedical Research Tower (0112) > Floor 09 > Biomedical Research Tower 940 | Reena Shakya
TVSR | AST-9050309 (Instr,Stereotaxic Sm Animal) | Instr,Stereotaxic Sm Animal | Instr,Stereotaxic Sm Animal | 01182887 | 225A | Columbus Campus > Biomedical Research Tower (0112) > Floor 09 > Biomedical Research Tower 940 | Reena Shakya
TVSR | AST-9050310 (Instr,Stereotaxic Sm Animal) | Instr,Stereotaxic Sm Animal | Instr,Stereotaxic Sm Animal | 01182889 | 182A | Columbus Campus > Biomedical Research Tower (0112) > Floor 0B > Biomedical Research Tower 072B | Reena Shakya
TVSR | AST-9050311 (Instr,Stereotaxic Sm Animal) | Instr,Stereotaxic Sm Animal | Instr,Stereotaxic Sm Animal | 01182890 | 178A | Columbus Campus > Biomedical Research Tower (0112) > Floor 09 > Biomedical Research Tower 940 | Reena Shakya
TVSR | AST-9050312 (Instr,Stereotaxic Sm Animal) | Instr,Stereotaxic Sm Animal | Instr,Stereotaxic Sm Animal | 01182891 | 203A | Columbus Campus > Biomedical Research Tower (0112) > Floor 09 > Biomedical Research Tower 940 | Reena Shakya
TVSR | AST-9050313 (Instr,Stereotaxic Sm Animal) | Instr,Stereotaxic Sm Animal | Instr,Stereotaxic Sm Animal | 01182892 | 173A | Columbus Campus > Biomedical Research Tower (0112) > Floor 09 > Biomedical Research Tower 940 | Reena Shakya
TVSR | AST-9052904 (Scanner,Tumor) | Scanner,Tumor | Scanner,Tumor | 01184734 | 1218190001_19154307 | Columbus Campus > Biomedical Research Tower (0112) > Floor 09 > Biomedical Research Tower 992 | Reena Shakya
TVSR | AST-9053909 (Dissociator,Benchtop) | Dissociator,Benchtop | Dissociator,Benchtop | 01186014 |  | Columbus Campus > Biomedical Research Tower (0112) > Floor 09 > Biomedical Research Tower 940B | Reena Shakya

## FCSR
Shared Resource | Asset ID | Asset Name | Description | Asset Identifier | Serial Number | Location | Asset Coordinator
FCSR | AST-0118964 (Cytometer, Flow NL-3000) | Cytometer, Flow NL-3000 | CYTEKT NORTHERN LIGHTS FLOW CYTOMETER | 01189228 | N0764 | Columbus Campus > Biomedical Research Tower (0112) > Floor 10 > Biomedical Research Tower 1063 | Bryan McElwain
FCSR | AST-0143458 (Sorter Compressor Assy - 120V) | Sorter Compressor Assy - 120V | Sorter Compressor Assy - 120V | 01189229 | 020798 | Columbus Campus > Biomedical Research Tower (0112) > Floor 10 > Biomedical Research Tower 1063 | Bryan McElwain
FCSR | AST-0143459 (Cell Sorter, CYTEK Aurora CS 5L System) | Cell Sorter, CYTEK Aurora CS 5L System | Cell Sorter, CYTEK Aurora CS 5L System | 01189230 | S0151 | Columbus Campus > Biomedical Research Tower (0112) > Floor 10 > Biomedical Research Tower 1063 | Bryan McElwain
FCSR | AST-0152315 (Benchtop Biocontainment Enclosure - Cytek Aurora CS) | Benchtop Biocontainment Enclosure - Cytek Aurora CS | Benchtop Biocontainment Enclosure - Cytek Aurora CS | 01189231 | 0593P | Columbus Campus > Biomedical Research Tower (0112) > Floor 10 > Biomedical Research Tower 1063 | Bryan McElwain
FCSR | AST-9032113 (ARIA II) | ARIA II | ARIA II | 01162758 | P69500027 | Columbus Campus > Biomedical Research Tower (0112) > Floor 08 > Biomedical Research Tower 855 | Bryan McElwain
FCSR | AST-9034592 (ARIA III) | ARIA III | ARIA III | 01169448 | P65011000030 | Columbus Campus > Biomedical Research Tower (0112) > Floor 10 > Biomedical Research Tower 1063 | Bryan McElwain
FCSR | AST-9037932 (Unit,Nanoparticle) | Unit,Nanoparticle | Unit, Nanoparticle | 01174194 | 99613/B | Columbus Campus > Biomedical Research Tower (0112) > Floor 10 > Biomedical Research Tower 1063 | Bryan McElwain
FCSR | AST-9038736 (Cabinet, Biosafety FACSARIA) | Cabinet, Biosafety FACSARIA | Cabinet, Biosafety FACSARIA | 01174838 | 112062 | Columbus Campus > Biomedical Research Tower (0112) > Floor 10 > Biomedical Research Tower 1063 | Bryan McElwain
FCSR | AST-9046841 (Amnis ImageStream) | Amnis ImageStream | Amnis ImageStream | 01180443 | 79903300/ISX 560 | Columbus Campus > Biomedical Research Tower (0112) > Floor 10 > Biomedical Research Tower 1063 | Bryan McElwain
FCSR | AST-9047242 (LSR Fortessa) | LSR Fortessa | Flow Cytometer | 01180754 | R647800L6068 | Columbus Campus > Biomedical Research Tower (0112) > Floor 10 > Biomedical Research Tower 1063 | Bryan McElwain
FCSR | AST-9052816 (Pump,Syringe) | Pump,Syringe | Pump, Syringe | 01189232 | B-90583 | Columbus Campus > Biomedical Research Tower (0112) > Floor 10 > Biomedical Research Tower 1063 | Bryan McElwain
FCSR | AST-9056925 (Centrifuge, Table) | Centrifuge, Table | Centrifuge, Table | 01129246 | ALX04A20 | Columbus Campus > Biomedical Research Tower (0112) > Floor 10 > Biomedical Research Tower 1063 | Bryan McElwain

## GESR
Shared Resource | Asset Status | Asset Name | Description | Asset Identifier | Serial Number | Location | Asset Coordinator
GESR | In Service | System, Nucleofector 4D | 4D NUCLEOFECTOR CORE UNIT FL1 | 01189254 | 821B0149 | Columbus Campus > Biomedical Research Tower (0112) > Floor 09 > Biomedical Research Tower 931 | Lara Rizzotto
GESR | In Service | System, Nucleofector 4D X Unit | 4D-NUCLEOFECTOR X UNIT FL1 | 01189255 | 821X0194 | Columbus Campus > Biomedical Research Tower (0112) > Floor 09 > Biomedical Research Tower 931 | Lara Rizzotto
GESR | In Service | Biosafety Cabinet | 1375 4 FOOT BSC INCLUDES 2 VALVES PART 15 474 210 | 01189256 | 300475610 | Columbus Campus > Biomedical Research Tower (0112) > Floor 09 > Biomedical Research Tower 931 | Lara Rizzotto
GESR | In Service | Biosafety Cabinet | 1375 4 FOOT BSC INCLUDES 2 VALVES PART 15 474 210 | 01189257 | 300475608 | Columbus Campus > Biomedical Research Tower (0112) > Floor 09 > Biomedical Research Tower 931 | Lara Rizzotto
GESR | In Service | System, Imaging w/Olympus Objective EVOS M5000 | EVOS M5000 | 01189258 | D2321225A0282 | Columbus Campus > Biomedical Research Tower (0112) > Floor 09 > Biomedical Research Tower 931 | Lara Rizzotto
GESR | In Service | Freezer, Ultra-Low Upright TSX Series | FIS1140-3867-85 - THERMO SCI TSX ULTRA | 01189259 | 1116460001210620 | Columbus Campus > Biomedical Research Tower (0112) > Floor 09 > Biomedical Research Tower 936 | Lara Rizzotto
GESR | In Service | System, PCR ProFlex | PROFLEX | 01189260 | 2978021050019 | Columbus Campus > Biomedical Research Tower (0112) > Floor 09 > Biomedical Research Tower 936C | Lara Rizzotto
GESR | In Service | Cycler, Thermal VeritiPro | VERITIPRO 96W | 01189261 | 2739421041378 | Columbus Campus > Biomedical Research Tower (0112) > Floor 09 > Biomedical Research Tower 936C | Lara Rizzotto
GESR | Registered | Centrifuge 5424 | Centrifuge 5424 | NC302951 | 5424BK545641 | Columbus Campus > Biomedical Research Tower (0112) > Floor 09 > Biomedical Research Tower 936 | Lara Rizzotto
GESR | Registered | Heating/Drying Oven | Heating/Drying Oven | NC302950 | 1459080227942 | Columbus Campus > Biomedical Research Tower (0112) > Floor 09 > Biomedical Research Tower 936 | Lara Rizzotto
GESR | Registered | Mixer | Vortex Genie Mixer | NC302949 | 646492786697 | Columbus Campus > Biomedical Research Tower (0112) > Floor 09 > Biomedical Research Tower 936 | Lara Rizzotto
GESR | Registered | Microwave Oven | Microwave Oven Model R-230KK | NC302948 | 167519 | Columbus Campus > Biomedical Research Tower (0112) > Floor 09 > Biomedical Research Tower 936 | Lara Rizzotto
GESR | Registered | Micrsoscope | Fisher Brand Inverted Microscope | NC302947 | 1906355 | Columbus Campus > Biomedical Research Tower (0112) > Floor 09 > Biomedical Research Tower 931 | Lara Rizzotto
GESR | Registered | Dry Bath | Dry Bath | NC302946 | 300389404 | Columbus Campus > Biomedical Research Tower (0112) > Floor 09 > Biomedical Research Tower 931 | Lara Rizzotto
GESR | Registered | Countess 3FL - Automatic Cell Counter | Automatic Cell Counter | NC302945 | 2188A21091219 | Columbus Campus > Biomedical Research Tower (0112) > Floor 09 > Biomedical Research Tower 931 | Lara Rizzotto
GESR | Registered | Microscope - Fluorescent Microscope | Fluorescent Microscope | 01189262 | 320652 | Columbus Campus > Biomedical Research Tower (0112) > Floor 09 > Biomedical Research Tower 936 | Lara Rizzotto
GESR | Registered | Cell Incubator | Cell Incubator, Eppendorf, Cell Xpert | 01189264 | 6734HP401403 | Columbus Campus > Biomedical Research Tower (0112) > Floor 09 > Biomedical Research Tower 931 | Lara Rizzotto
GESR | Registered | Nano Drop One | NanoDrop | NC303881 | AZY2123045 | Columbus Campus > Biomedical Research Tower (0112) > Floor 09 > Biomedical Research Tower 936C | Lara Rizzotto
GESR | Registered | Freezer (-20) | Located outside of room BRT 936 | NC188728 | 162138401161216 | Columbus Campus > Biomedical Research Tower (0112) > Floor 09 > Biomedical Research Tower 936 | Lara Rizzotto
GESR | Registered | Refrigerator | Located outside of BRT 936 | NC302943 | 300481851 | Columbus Campus > Biomedical Research Tower (0112) > Floor 09 > Biomedical Research Tower 936 | Lara Rizzotto
GESR | Registered | Freezer (-20) | -20C Freezer | NC303882 | BE-4094231-1505 | Columbus Campus > Biomedical Research Tower (0112) > Floor 09 > Biomedical Research Tower 936 | Lara Rizzotto
GESR | In Service | Centrifuge, Table | Centrifudge Sorvall Legend XTR | 01189263 | 41538868 | Columbus Campus > Biomedical Research Tower (0112) > Floor 09 > Biomedical Research Tower 931 | Lara Rizzotto
GESR | In Service | System, Nucleofector 4D | 4D NUCLEOFECTOR CORE UNIT FL1 | 01189254 | 821B0149 | Columbus Campus > Biomedical Research Tower (0112) > Floor 09 > Biomedical Research Tower 931 | Lara Rizzotto
GESR | In Service | System, Nucleofector 4D X Unit | 4D-NUCLEOFECTOR X UNIT FL1 | 01189255 | 821X0194 | Columbus Campus > Biomedical Research Tower (0112) > Floor 09 > Biomedical Research Tower 931 | Lara Rizzotto
GESR | In Service | Biosafety Cabinet | 1375 4 FOOT BSC INCLUDES 2 VALVES PART 15 474 210 | 01189256 | 300475610 | Columbus Campus > Biomedical Research Tower (0112) > Floor 09 > Biomedical Research Tower 931 | Lara Rizzotto
GESR | In Service | Biosafety Cabinet | 1375 4 FOOT BSC INCLUDES 2 VALVES PART 15 474 210 | 01189257 | 300475608 | Columbus Campus > Biomedical Research Tower (0112) > Floor 09 > Biomedical Research Tower 931 | Lara Rizzotto
GESR | In Service | System, Imaging w/Olympus Objective EVOS M5000 | EVOS M5000 | 01189258 | D2321225A0282 | Columbus Campus > Biomedical Research Tower (0112) > Floor 09 > Biomedical Research Tower 931 | Lara Rizzotto
GESR | In Service | Freezer, Ultra-Low Upright TSX Series | FIS1140-3867-85 - THERMO SCI TSX ULTRA | 01189259 | 1116460001210620 | Columbus Campus > Biomedical Research Tower (0112) > Floor 09 > Biomedical Research Tower 936 | Lara Rizzotto
GESR | In Service | System, PCR ProFlex | PROFLEX | 01189260 | 2978021050019 | Columbus Campus > Biomedical Research Tower (0112) > Floor 09 > Biomedical Research Tower 936C | Lara Rizzotto
GESR | In Service | Cycler, Thermal VeritiPro | VERITIPRO 96W | 01189261 | 2739421041378 | Columbus Campus > Biomedical Research Tower (0112) > Floor 09 > Biomedical Research Tower 936C | Lara Rizzotto
GESR | Registered | Centrifuge 5424 | Centrifuge 5424 | NC302951 | 5424BK545641 | Columbus Campus > Biomedical Research Tower (0112) > Floor 09 > Biomedical Research Tower 936 | Lara Rizzotto
GESR | Registered | Heating/Drying Oven | Heating/Drying Oven | NC302950 | 1459080227942 | Columbus Campus > Biomedical Research Tower (0112) > Floor 09 > Biomedical Research Tower 936 | Lara Rizzotto
GESR | Registered | Mixer | Vortex Genie Mixer | NC302949 | 646492786697 | Columbus Campus > Biomedical Research Tower (0112) > Floor 09 > Biomedical Research Tower 936 | Lara Rizzotto
GESR | Registered | Microwave Oven | Microwave Oven Model R-230KK | NC302948 | 167519 | Columbus Campus > Biomedical Research Tower (0112) > Floor 09 > Biomedical Research Tower 936 | Lara Rizzotto
GESR | Registered | Micrsoscope | Fisher Brand Inverted Microscope | NC302947 | 1906355 | Columbus Campus > Biomedical Research Tower (0112) > Floor 09 > Biomedical Research Tower 931 | Lara Rizzotto
GESR | Registered | Dry Bath | Dry Bath | NC302946 | 300389404 | Columbus Campus > Biomedical Research Tower (0112) > Floor 09 > Biomedical Research Tower 931 | Lara Rizzotto
GESR | Registered | Countess 3FL - Automatic Cell Counter | Automatic Cell Counter | NC302945 | 2188A21091219 | Columbus Campus > Biomedical Research Tower (0112) > Floor 09 > Biomedical Research Tower 931 | Lara Rizzotto
GESR | Registered | Microscope - Fluorescent Microscope | Fluorescent Microscope | 01189262 | 320652 | Columbus Campus > Biomedical Research Tower (0112) > Floor 09 > Biomedical Research Tower 936 | Lara Rizzotto
GESR | Registered | Cell Incubator | Cell Incubator, Eppendorf, Cell Xpert | 01189264 | 6734HP401403 | Columbus Campus > Biomedical Research Tower (0112) > Floor 09 > Biomedical Research Tower 931 | Lara Rizzotto
GESR | Registered | Nano Drop One | NanoDrop | NC303881 | AZY2123045 | Columbus Campus > Biomedical Research Tower (0112) > Floor 09 > Biomedical Research Tower 936C | Lara Rizzotto
GESR | Registered | Freezer (-20) | Located outside of room BRT 936 | NC188728 | 162138401161216 | Columbus Campus > Biomedical Research Tower (0112) > Floor 09 > Biomedical Research Tower 936 | Lara Rizzotto
GESR | Registered | Refrigerator | Located outside of BRT 936 | NC302943 | 300481851 | Columbus Campus > Biomedical Research Tower (0112) > Floor 09 > Biomedical Research Tower 936 | Lara Rizzotto
GESR | Registered | Freezer (-20) | -20C Freezer | NC303882 | BE-4094231-1505 | Columbus Campus > Biomedical Research Tower (0112) > Floor 09 > Biomedical Research Tower 936 | Lara Rizzotto
GESR | In Service | Centrifuge, Table | Centrifudge Sorvall Legend XTR | 01189263 | 41538868 | Columbus Campus > Biomedical Research Tower (0112) > Floor 09 > Biomedical Research Tower 931 | Lara Rizzotto

## PhASR
Shared Resource | Asset ID | Asset Name | Description | Asset Identifier | Serial Number | Location | Asset Coordinator
PhASR | AST-0135794 (ULTRA-LOW FREEZER TEMP 120-240V 780L) | ULTRA-LOW FREEZER TEMP 120-240V 780L | ULTRA-LOW FREEZER TEMP 120-240V 780L | 01189186 | 22030-18373 | Columbus Campus > Biomedical Research Tower (0112) > Floor 04 > Biomedical Research Tower 441-01 | Nicole Abbott
PhASR | AST-0147411 (Infinity XE6030 Nitrogen Generator) | Infinity XE6030 Nitrogen Generator | Infinity XE6030 Nitrogen Generator | 01189187 | 722090138 | Columbus Campus > Biomedical Research Tower (0112) > Floor 04 > Biomedical Research Tower 441-01 | Nicole Abbott
PhASR | AST-0160476 (VH-C10-A-03 COLUMN COMPARTMENT H) | VH-C10-A-03 COLUMN COMPARTMENT H | VH-C10-A-03 COLUMN COMPARTMENT H | 01184233 | 6521766 | Columbus Campus > Biomedical Research Tower (0112) > Floor 04 > Biomedical Research Tower 441-01 | Nicole Abbott
PhASR | AST-0160477 (VH-A10-A-02 SPLIT SAMPLER HT) | VH-A10-A-02 SPLIT SAMPLER HT | VH-A10-A-02 SPLIT SAMPLER HT | 01184234 | 8357913 | Columbus Campus > Biomedical Research Tower (0112) > Floor 04 > Biomedical Research Tower 441-01 | Nicole Abbott
PhASR | AST-0160478 (VH-P10-A-02 VANQUISH BINARY PUMP H) | VH-P10-A-02 VANQUISH BINARY PUMP H | VH-P10-A-02 VANQUISH BINARY PUMP H | 01184235 | 8356500 | Columbus Campus > Biomedical Research Tower (0112) > Floor 04 > Biomedical Research Tower 441-01 | Nicole Abbott
PhASR | AST-0168044 (VWR -20 Freezer) | VWR -20 Freezer | VWR -20 Freezer | NC302956 | 23121902-2312 | Columbus Campus > Biomedical Research Tower (0112) > Floor 04 > Biomedical Research Tower 441-01 | Nicole Abbott
PhASR | AST-0168045 (Organomation Microvap) | Organomation Microvap | Organomation Microvap | NC144336 | NA | Columbus Campus > Biomedical Research Tower (0112) > Floor 04 > Biomedical Research Tower 441-01 | Nicole Abbott
PhASR | AST-0168046 (Microvap) | Microvap | Microvap | NC232577 | NA | Columbus Campus > Biomedical Research Tower (0112) > Floor 04 > Biomedical Research Tower 441-01 | Nicole Abbott
PhASR | AST-0168047 (ATIcahn Microbalance) | ATIcahn Microbalance | ATIcahn Microbalance | NC302955 | 77384 | Columbus Campus > Biomedical Research Tower (0112) > Floor 04 > Biomedical Research Tower 441A | Nicole Abbott
PhASR | AST-0168048 (Mettler Toledo Analytical Balance) | Mettler Toledo Analytical Balance | Mettler Toledo Analytical Balance | NC302954 | 1119173556 | Columbus Campus > Biomedical Research Tower (0112) > Floor 04 > Biomedical Research Tower 441A | Nicole Abbott
PhASR | AST-9032915 (Freezer, Upright, Ultralow) | Freezer, Upright, Ultralow | Freezer, Upright, Ultralow | 01165810 | 814052-3091 | Columbus Campus > Biomedical Research Tower (0112) > Floor 04 > Biomedical Research Tower 441-01 | Nicole Abbott
PhASR | AST-9034576 (Freezer, Upright, Ultralow) | Freezer, Upright, Ultralow | Freezer | 01169424 | 823935-3940 | Columbus Campus > Biomedical Research Tower (0112) > Floor 04 > Biomedical Research Tower 449 | Nicole Abbott
PhASR | AST-9036050 (HPLC) | HPLC | HPLC | 01172238 | 8057956 | Columbus Campus > Biomedical Research Tower (0112) > Floor 04 > Biomedical Research Tower 436 | Nicole Abbott
PhASR | AST-9036207 (Compressor,Scroll) | Compressor,Scroll | Compressor | 01172342 | 5264827-238 | Columbus Campus > Biomedical Research Tower (0112) > Floor 04 > Biomedical Research Tower 441-01 | Nicole Abbott
PhASR | AST-9036360 (Evaporator) | Evaporator | Evaporator | 01172535 | 120762061 | Columbus Campus > Biomedical Research Tower (0112) > Floor 04 > Biomedical Research Tower 441-01 | Nicole Abbott
PhASR | AST-9039851 (Quantiva Mass Spectrometer) | Quantiva Mass Spectrometer | Quantiva Mass Spectrometer | 01175995 | TQH-Q1-0195 | Columbus Campus > Biomedical Research Tower (0112) > Floor 04 > Biomedical Research Tower 441-01 | Nicole Abbott
PhASR | AST-9040011 (Bead Blaster Homogenizer) | Bead Blaster Homogenizer | Bead Blaster Homogenizer | 01176067 | 2400-1050 | Columbus Campus > Biomedical Research Tower (0112) > Floor 04 > Biomedical Research Tower 437 | Nicole Abbott
PhASR | AST-9040790 (Centrifuge, Table) | Centrifuge, Table | Centrifuge, Table | 01176974 | 5810EG064271 | Columbus Campus > Biomedical Research Tower (0112) > Floor 04 > Biomedical Research Tower 441-01 | Nicole Abbott
PhASR | AST-9046460 (Balance, Analytical) | Balance, Analytical | Analytical Balance | 01167607 | B728384399 | Columbus Campus > Biomedical Research Tower (0112) > Floor 04 > Biomedical Research Tower 441-01 | Nicole Abbott
PhASR | AST-9046688 (Freezer, Upright, Ultralow) | Freezer, Upright, Ultralow | Freezer | 01180356 | 17087N0244 | Columbus Campus > Biomedical Research Tower (0112) > Floor 04 > Biomedical Research Tower 433 | Nicole Abbott
PhASR | AST-9046828 (UPLC Quantiva Pump) | UPLC Quantiva Pump | UPLC Quantiva Pump | 01180442 | 8305106 | Columbus Campus > Biomedical Research Tower (0112) > Floor 04 > Biomedical Research Tower 441-01 | Nicole Abbott
PhASR | AST-9046895 (UPLC Dionex) | UPLC Dionex | UPLC Dionex | 01180478 | 8133298 | Columbus Campus > Biomedical Research Tower (0112) > Floor 04 > Biomedical Research Tower 441-01 | Nicole Abbott
PhASR | AST-9048500 (UPS) | UPS | UPS | 01181380 | 2206083R-1740028 | Columbus Campus > Biomedical Research Tower (0112) > Floor 04 > Biomedical Research Tower 441-01 | Nicole Abbott
PhASR | AST-9048501 (Generator,Nitrogen Gas) | Generator,Nitrogen Gas | Nitrogen Generator | 01181381 | 000000000771042066 | Columbus Campus > Biomedical Research Tower (0112) > Floor 04 > Biomedical Research Tower 436 | Nicole Abbott
PhASR | AST-9048502 (Altis Spectrometer,Mass Quadrupole) | Altis Spectrometer,Mass Quadrupole | Altis Mass Spectrometer | 01181382 | TSQ-A-10205 | Columbus Campus > Biomedical Research Tower (0112) > Floor 04 > Biomedical Research Tower 441-01 | Nicole Abbott
PhASR | AST-9048503 (Pump) | Pump | Pump | 01181383 | 8305768 | Columbus Campus > Biomedical Research Tower (0112) > Floor 04 > Biomedical Research Tower 441-01 | Nicole Abbott
PhASR | AST-9050463 (UPS) | UPS | UPS | 01183002 | 2206083R-1920001 | Columbus Campus > Biomedical Research Tower (0112) > Floor 04 > Biomedical Research Tower 441-01 | Nicole Abbott
PhASR | AST-9052677 (System,Uninterruptible Power) | System,Uninterruptible Power | UPS | 01184597 | 2206083R-1930017 | Columbus Campus > Biomedical Research Tower (0112) > Floor 04 > Biomedical Research Tower 436 | Nicole Abbott
PhASR | AST-9052713 (Dionex Ultimate 3000 RSLCnano_Nano/Capillary System) | Dionex Ultimate 3000 RSLCnano_Nano/Capillary System | Dionex Ultimate 3000 RSLCnano_Nano/Capillary System | 01184627 | DX8089718 | Columbus Campus > Biomedical Research Tower (0112) > Floor 04 > Biomedical Research Tower 436 | Nicole Abbott
PhASR | AST-9053548 (Spectrometer,Mass Triple) | Spectrometer,Mass Triple | Mass Triple Spectrometer | 01189188 | 8057956 | Columbus Campus > Biomedical Research Tower (0112) > Floor 04 > Biomedical Research Tower 441-01 | Nicole Abbott
PhASR | AST-9053549 (System,Uninterupt Power Supply) | System,Uninterupt Power Supply | UPS | 01189189 | FC23232305 | Columbus Campus > Biomedical Research Tower (0112) > Floor 04 > Biomedical Research Tower 441-01 | Nicole Abbott
PhASR | AST-9053550 (Pump,Mixing Gradient) | Pump,Mixing Gradient | Mixing Gradient Pump | 01189190 | DEBA208188 | Columbus Campus > Biomedical Research Tower (0112) > Floor 04 > Biomedical Research Tower 436 | Nicole Abbott
PhASR | AST-9053575 (Washer,w/Buffer Switching) | Washer,w/Buffer Switching | Washer w/Buffer Switching | 01189191 | 2009186 | Columbus Campus > Biomedical Research Tower (0112) > Floor 04 > Biomedical Research Tower 441-01 | Nicole Abbott
PhASR | AST-9055297 (PCR Thermal Cycler) | PCR Thermal Cycler | PCR Thermal Cycler | 01123528 | EN009667 | Columbus Campus > Biomedical Research Tower (0112) > Floor 04 > Biomedical Research Tower 436 | Nicole Abbott

## SAISR
Shared Resource | Asset ID | Asset Name | Description | Asset Identifier | Serial Number | Location | Asset Coordinator
SAISR-CCC | AST-0165859 (Rodent Anesthesia System, RAS-4) | Rodent Anesthesia System, RAS-4 | Rodent Anesthesia System, RAS-4 | 01189043 | RA2344N1103 | Columbus Campus > Biomedical Research Tower (0112) > Floor 0B > Biomedical Research Tower 090B | Anna Bratasz
SAISR-CCC | AST-0165860 (VIS Spectrum 2 Imaging System) | VIS Spectrum 2 Imaging System | VIS Spectrum 2 Imaging System | 01189044 | IS2350N9410 | Columbus Campus > Biomedical Research Tower (0112) > Floor 0B > Biomedical Research Tower 090B | Anna Bratasz
SAISR-CCC | AST-9036591 (FluoBeam) | FluoBeam | FluoBeam | 01175112 | FB800V23063 | Columbus Campus > Biomedical Research Tower (0112) > Floor 0B > Biomedical Research Tower 090B | Anna Bratasz
SAISR-CCC | AST-9036984 (IVIS Lumina II) | IVIS Lumina II | IVIS Lumina II | 01173262 | IS1303N6164 | Columbus Campus > Pelotonia Research Center (1040) > Floor 0B > Pelotonia Research Center 0012 | Anna Bratasz
SAISR-CCC | AST-9050686 (Micro-CT, In-Vivo Desktop) | Micro-CT, In-Vivo Desktop | Micro CT, Desktop | 01183066 | 18F17054 | Columbus Campus > Biomedical Research Tower (0112) > Floor 0B > Biomedical Research Tower 020 | Anna Bratasz
SAISR-DHLRI | AST-0164930 (Vevo F2 Ultrasound Pre-Clinical Imaging System) | Vevo F2 Ultrasound Pre-Clinical Imaging System | Vevo F2 Ultrasound Pre-Clinical Imaging System | 01189027 |  | Columbus Campus > Pelotonia Research Center (1040) > Floor 0B > Pelotonia Research Center 0012 | Anna Bratasz
SAISR-DHLRI | AST-9037869 (Array Coil,H-Phased) | Array Coil,H-Phased |  | 01174100 |  | Columbus Campus > Biomedical Research Tower (0112) > Floor 0B > Biomedical Research Tower 084 | Kimerly Powell
SAISR-DHLRI | AST-9041735 (Workstation,PCLIN Linux) | Workstation,PCLIN Linux |  | 01177434 | CZC5262VBH | Columbus Campus > Biomedical Research Tower (0112) > Floor 0B > Biomedical Research Tower 084 | Kimerly Powell
SAISR-DHLRI | AST-9044809 (System, Monitoring&Gating) | System, Monitoring&Gating |  | 01179465 |  | Columbus Campus > Biomedical Research Tower (0112) > Floor 0B > Biomedical Research Tower 084 | Kimerly Powell
SAISR-DHLRI | AST-9045234 (Scavenging Cube) | Scavenging Cube |  | NC193090 | SC10454 | Columbus Campus > Biomedical Research Tower (0112) > Floor 0B > Biomedical Research Tower 020 | Kimerly Powell
SAISR-DHLRI | AST-9046802 (Chiller,Indoor) | Chiller,Indoor |  | 01180419 | HB00033097 | Columbus Campus > Biomedical Research Tower (0112) > Floor 0B > Biomedical Research Tower 084A | Kimerly Powell
SAISR-DHLRI | AST-9049351 (Scavenging Cube) | Scavenging Cube |  | NC193171 | SC10633 | Columbus Campus > Biomedical Research Tower (0112) > Floor 0B > Biomedical Research Tower 084 | Anna Bratasz
SAISR-DHLRI | AST-9051018 (Coil,Volum Rat Head/Mouse Body) | Coil,Volum Rat Head/Mouse Body |  | 01183238 |  | Columbus Campus > Biomedical Research Tower (0112) > Floor 0B > Biomedical Research Tower 084 | Anna Bratasz
SAISR-DHLRI |  | 9.4 T MRI | 9.4 T MRI |  |  |  | Anna Bratasz
SAISR-DHLRI | AST-9043796 (Analyzer, Whole Body Composition) | echoMRI | echoMRI | 01178853 | E56-074-MTB | Columbus Campus > Biomedical Research Tower (0112) > Floor 0B > Biomedical Research Tower 090E | Anna Bratasz
SAISR-DHLRI | AST-9033141 (Irradiator, Low dose | GammaCell | GammaCell | 01166292 | 251 | Wiseman Hall 109 | Anna Bratasz
SAISR-DHLRI | AST-9046146 (Irradiator, Biological) | Radsource xray irradiator | Radsource xray irradiator | 01180080 | 3328 | BRT 064 | Anna Bratasz
SAISR-DHLRI | AST-9003470 (Rad Research Platform, Sm Anim) | SARRP | SARRP | RF92284 | 20150541 | BRT 020 | Anna Bratasz
SAISR-DHLRI | AST-9032294 (System, Digital Imaging) | Vevo 2100 | Vevo 2100 | 01165936 | 21000032 | BRT 020A | Anna Bratasz

## MCSR
Shared Resource | Asset ID | Asset Name | Description | Asset Identifier | Serial Number | Location | Asset Coordinator
MCSR-HTS | AST-0131666 (Spark Cyto600, plate reader) | Spark Cyto600, plate reader | Spark Cyto600, plate reader | 01189195 | 2110005311 | Columbus Campus > Parks Hall (0273) > Floor 03 > Parks Hall 345 | Meng Wu
MCSR-HTS | AST-0131694 (Echo 650 Acoustic Liquid Handler) | Echo 650 Acoustic Liquid Handler | Echo 650 Acoustic Liquid Handler | 01189196 | E6XX-21172 | Columbus Campus > Parks Hall (0273) > Floor 03 > Parks Hall 345 | Meng Wu
MCSR-HTS | AST-0131868 (Roche LightCycler 480 II) | Roche LightCycler 480 II | Roche LightCycler 480 II | 01189197 | 7643 | Columbus Campus > Parks Hall (0273) > Floor 03 > Parks Hall 345 | Meng Wu
MCSR-HTS | AST-0132024 (Opera Phenix Plus Screening System) | Opera Phenix Plus Screening System | Opera Phenix Plus Screening System | 01189198 | 2400L21113 | Columbus Campus > Parks Hall (0273) > Floor 03 > Parks Hall 345 | Meng Wu
MCSR-HTS | AST-0132496 (DUAL VOLTAGE VACUUM PUMP) | DUAL VOLTAGE VACUUM PUMP | DUAL VOLTAGE VACUUM PUMP | 01189199 | 110639308 | Columbus Campus > Parks Hall (0273) > Floor 03 > Parks Hall 346 | Meng Wu
MCSR-HTS | AST-0132860 (BIOSTACK3 MICROPLATE STACKER) | BIOSTACK3 MICROPLATE STACKER | BIOSTACK3 MICROPLATE STACKER | 01189200 | 21110911 | Columbus Campus > Parks Hall (0273) > Floor 03 > Parks Hall 345B | Meng Wu
MCSR-HTS | AST-0133757 (PHCBI Chest Cryogenic Freezer -150°C) | PHCBI Chest Cryogenic Freezer -150°C | PHCBI Chest Cryogenic Freezer -150°C | 01189201 | 21080118 | Columbus Campus > Parks Hall (0273) > Floor 03 > Parks Hall 345B | Meng Wu
MCSR-HTS | AST-0134476 (V.I.P. ECO UPRIGHT ULTRA-LOW FREEZER) | V.I.P. ECO UPRIGHT ULTRA-LOW FREEZER | V.I.P. ECO UPRIGHT ULTRA-LOW FREEZER | 01189202 | 21111428 | Columbus Campus > Parks Hall (0273) > Floor 03 > Parks Hall 345B | Meng Wu
MCSR-HTS | AST-0134477 (V.I.P. ECO UPRIGHT ULTRA-LOW FREEZER) | V.I.P. ECO UPRIGHT ULTRA-LOW FREEZER | V.I.P. ECO UPRIGHT ULTRA-LOW FREEZER | 01189203 | 21111463 | Columbus Campus > Parks Hall (0273) > Floor 03 > Parks Hall 345B | Meng Wu
MCSR-HTS | AST-0134489 (EVOS XL Core Cell Imager w/ Mechanical Stage) | EVOS XL Core Cell Imager w/ Mechanical Stage | EVOS XL Core Cell Imager w/ Mechanical Stage | 01189204 | 1-2921-1717-0373 | Columbus Campus > Parks Hall (0273) > Floor 03 > Parks Hall 345B | Meng Wu
MCSR-HTS | AST-0135341 (MultiFlo FX Microplate Dispenser) | MultiFlo FX Microplate Dispenser | MultiFlo FX Microplate Dispenser | 01189205 | 2202242B | Columbus Campus > Parks Hall (0273) > Floor 03 > Parks Hall 345B | Meng Wu
MCSR-HTS | AST-0135530 (Chromatography Refrigerator) | Chromatography Refrigerator | Chromatography Refrigerator | 01189206 | PN329492H01 | Columbus Campus > Parks Hall (0273) > Floor 03 > Parks Hall 345B | Meng Wu
MCSR-HTS | AST-0135531 (Chromatography Refrigerator) | Chromatography Refrigerator | Chromatography Refrigerator | 01189207 | 300515922 | Columbus Campus > Parks Hall (0273) > Floor 03 > Parks Hall 345B | Meng Wu
MCSR-HTS | AST-0135640 (Lab compressor, UQ 67 LPM, 52 DB, oil-free) | Lab compressor, UQ 67 LPM, 52 DB, oil-free | Lab compressor, UQ 67 LPM, 52 DB, oil-free | 01189208 | DT039-21110001 | Columbus Campus > Parks Hall (0273) > Floor 03 > Parks Hall 346 | Meng Wu
MCSR-HTS | AST-0138493 (Heracell VIOS 160i CO2 Incubator) | Heracell VIOS 160i CO2 Incubator | Heracell VIOS 160i CO2 Incubator | 01189209 | 42907032 | Columbus Campus > Parks Hall (0273) > Floor 03 > Parks Hall 345B | Meng Wu
MCSR-HTS | AST-0138494 (Heracell VIOS 160i CO2 Incubator) | Heracell VIOS 160i CO2 Incubator | Heracell VIOS 160i CO2 Incubator | 01189210 | 42907033 | Columbus Campus > Parks Hall (0273) > Floor 03 > Parks Hall 345B | Meng Wu
MCSR-HTS | AST-0138846 (Centrifuge 5810R) | Centrifuge 5810R | Centrifuge 5810R | 01189211 | 5811LJ097276 | Columbus Campus > Parks Hall (0273) > Floor 03 > Parks Hall 345B | Meng Wu
MCSR-HTS | AST-0139910 (iQue 3 - Advanced Flow Cytometry Instrument) | iQue 3 - Advanced Flow Cytometry Instrument | iQue 3 - Advanced Flow Cytometry Instrument | 01189216 | 4843010073 | Columbus Campus > Parks Hall (0273) > Floor 03 > Parks Hall 345 | Meng Wu
MCSR-HTS | AST-0140433 (-30°C Upright Freezer - 24.4 CU. FT) | -30°C Upright Freezer - 24.4 CU. FT | -30°C Upright Freezer - 24.4 CU. FT | 01189212 | 211191732 | Columbus Campus > Parks Hall (0273) > Floor 03 > Parks Hall 345B | Meng Wu
MCSR-HTS | AST-0146076 (Locator Plus Rack and Box System) | Locator Plus Rack and Box System | Locator Plus Rack and Box System | 01189213 | NPB 20223509204 | Columbus Campus > Parks Hall (0273) > Floor 03 > Parks Hall 345B | Meng Wu
MCSR-HTS | AST-0148477 (iQue3 Signal Reduction Module) | iQue3 Signal Reduction Module | iQue3 Signal Reduction Module | 01189214 | NA | Columbus Campus > Parks Hall (0273) > Floor 03 > Parks Hall 345 | Meng Wu
MCSR-HTS | AST-0148646 (Innova 42R Incubator) | Innova 42R Incubator | Innova 42R Incubator | 01187872 | SI42LI506100 | Columbus Campus > Parks Hall (0273) > Floor 03 > Parks Hall 345B | Meng Wu
MCSR-HTS | AST-0148647 (Innova 42R Incubator) | Innova 42R Incubator | Innova 42R Incubator | 01187873 | SI42LI906101 | Columbus Campus > Parks Hall (0273) > Floor 03 > Parks Hall 345B | Meng Wu
MCSR-HTS | AST-0148908 (Mantis Dispenser) | Mantis Dispenser | Mantis Dispenser | 01187944 | 1539 | Columbus Campus > Parks Hall (0273) > Floor 03 > Parks Hall 345 | Meng Wu
MCSR-HTS | AST-0150372 (MicroLab Starlet Robotic Pipetting System) | MicroLab Starlet Robotic Pipetting System | MicroLab Starlet Robotic Pipetting System | 01189192 | 1296 | Columbus Campus > Parks Hall (0273) > Floor 03 > Parks Hall 345 | Meng Wu
MCSR-HTS | AST-0151661 (Sierra SPR-24 Pro Analytical Biosensor) | Sierra SPR-24 Pro Analytical Biosensor | Sierra SPR-24 Pro Analytical Biosensor | 01189215 | 0129 | Columbus Campus > Parks Hall (0273) > Floor 03 > Parks Hall 345 | Meng Wu
MCSR-HTS | AST-0158409 (I296 iSwap) | I296 iSwap | I296 iSwap | 01188451 | NA | Columbus Campus > Parks Hall (0273) > Floor 03 > Parks Hall 345 | Meng Wu
MCSR-HTS | AST-0162841 (Enclosure/Instrument integration System) | Enclosure/Instrument integration System | Enclosure/Instrument integration System | 01188579 | NA | Columbus Campus > Parks Hall (0273) > Floor 03 > Parks Hall 345 | Meng Wu
MCSR-HTS | AST-9052860 (Robot,Pipetting) | Robot,Pipetting | Pipetting Robot | 01189218 | 20010672 | Columbus Campus > Riffe Building (0266) > Floor 06 > Riffe Building R609 | Meng Wu
MCSR-HTS | AST-9052864 (Sealer,Thermal Microplate) | Sealer,Thermal Microplate | Thermal Microplate Sealer | 01189219 | SG1928A105 | Columbus Campus > Parks Hall (0273) > Floor 03 > Parks Hall 345 | Meng Wu
MCSR-HTS | AST-9052928 (Dispenser,Rapid Reagent) | Dispenser,Rapid Reagent | Rapid Reagent Dispenser | 01189220 | 56190285 | Columbus Campus > Riffe Building (0266) > Floor 06 > Riffe Building R609 | Meng Wu
MCSR-HTS | AST-9053004 (Cabinet,Biological Safety) | Cabinet,Biological Safety | Biological Safety Cabinet | 01189221 | 201188447A | Columbus Campus > Riffe Building (0266) > Floor 06 > Riffe Building R632 | Meng Wu
MCSR-HTS | AST-0000740 (Reactor,Flow H-Cube Mini+) | Reactor,Flow H-Cube Mini+ | H-Cube Mini Plus + Installation and Starter Package | 01189193 | 145/2020 | Columbus Campus > Parks Hall (0273) > Floor 03 > Parks Hall 335 | Tyler Wilson
MCSR-HTS | AST-0115166 (Chromatography/Mass Spectrometry,Thin-Layer Expression-S) | Chromatography/Mass Spectrometry,Thin-Layer Expression-S | Expression-S Compact Mass Spectrometer (CMS) and Thin Layer Chromatography (TLC) Plate Reader | 01189194 | CMS-4520-1219 | Columbus Campus > Parks Hall (0273) > Floor 03 > Parks Hall 335 | Tyler Wilson
MCSR-Syn | AST-0147758 (Solvent Purification System) | Solvent Purification System | Solvent Purification System | 01189217 | PS-MD-22-0402 | Columbus Campus > Parks Hall (0273) > Floor 03 > Parks Hall 335 | Tyler Wilson
MCSR-Syn | AST-0155897 (Mettler Toledo Balance) | Mettler Toledo Balance | Mettler Toledo Balance; New Classic MF | NC054366 | B117133379 | Columbus Campus > Parks Hall (0273) > Floor 03 > Parks Hall 335 | Tyler Wilson
MCSR-Syn | AST-0155898 (Explorer Balance) | Explorer Balance | Explorer Balance | NC302989 | F0961129122086 | Columbus Campus > Parks Hall (0273) > Floor 03 > Parks Hall 335 | Tyler Wilson
MCSR-Syn | AST-0155899 (Mettler Toledo Balance) | Mettler Toledo Balance | Mettler Toledo Balance | NC302988 | C051719799 | Columbus Campus > Parks Hall (0273) > Floor 03 > Parks Hall 335 | Tyler Wilson
MCSR-Syn | AST-0155900 (Lab Line Vacuum Oven) | Lab Line Vacuum Oven | ThermoScientific Lab Line Vacuum Oven | NC302987 | 300437000 | Columbus Campus > Parks Hall (0273) > Floor 03 > Parks Hall 335 | Tyler Wilson
MCSR-Syn | AST-0155902 (UPS Power Supply Extreme Power Conversion) | UPS Power Supply Extreme Power Conversion | UPS Power Supply Extreme Power Conversion | NC302986 | 2210000083 | Columbus Campus > Parks Hall (0273) > Floor 03 > Parks Hall 335 | Tyler Wilson
MCSR-Syn | AST-0155903 (Welch Chemstar Dry Deep Vacuum System) | Welch Chemstar Dry Deep Vacuum System | Welch Chemstar Dry Deep Vacuum System | NC302985 | 22100000084 | Columbus Campus > Parks Hall (0273) > Floor 03 > Parks Hall 335 | Tyler Wilson
MCSR-Syn | AST-0155904 (Welch Chemstar Dry Deep Vacuum System) | Welch Chemstar Dry Deep Vacuum System | Welch Chemstar Dry Deep Vacuum System | NC302984 | 22100000083 | Columbus Campus > Parks Hall (0273) > Floor 03 > Parks Hall 335 | Tyler Wilson
MCSR-Syn | AST-0155905 (Welch Chemstar Dry Deep Vacuum System) | Welch Chemstar Dry Deep Vacuum System | Welch Chemstar Dry Deep Vacuum System | NC302983 | 22100000086 | Columbus Campus > Parks Hall (0273) > Floor 03 > Parks Hall 335 | Tyler Wilson
MCSR-Syn | AST-0155906 (VWR FMS 4 Refrigerator) | VWR FMS 4 Refrigerator | VWR FMS 4 Refrigerator | NC302982 | 1163832801200200 | Columbus Campus > Parks Hall (0273) > Floor 03 > Parks Hall 335 | Tyler Wilson
MCSR-Syn | AST-0155909 (VWR FMS -20 Freezer) | VWR FMS -20 Freezer | VWR FMS -20 Freezer | NC302981 | VWR-21168313-2203 | Columbus Campus > Parks Hall (0273) > Floor 03 > Parks Hall 335 | Tyler Wilson
MCSR-Syn | AST-0155910 (VWR Horizontal Airflow Oven) | VWR Horizontal Airflow Oven | VWR Horizontal Airflow Oven | NC302976 | 041130412AE015 | Columbus Campus > Parks Hall (0273) > Floor 03 > Parks Hall 335 | Tyler Wilson
MCSR-Syn | AST-0155911 (VWR Ultrasonic Cleaner) | VWR Ultrasonic Cleaner | VWR Ultrasonic Cleaner | NC302975 | 2012A11064 | Columbus Campus > Parks Hall (0273) > Floor 03 > Parks Hall 335 | Tyler Wilson
MCSR-Syn | AST-0155912 (BioGlow UV Lamp) | BioGlow UV Lamp | BioGlow UV Lamp | NC302974 | 3806194 | Columbus Campus > Parks Hall (0273) > Floor 03 > Parks Hall 335 | Tyler Wilson
MCSR-Syn | AST-0155913 (BioGlow UV Lamp) | BioGlow UV Lamp | BioGlow UV Lamp | NC302973 | 4004069 | Columbus Campus > Parks Hall (0273) > Floor 03 > Parks Hall 335 | Tyler Wilson
MCSR-Syn | AST-0156284 (Stir Plate) | Stir Plate | Stir Plate | NC302980 | 200327698 | Columbus Campus > Parks Hall (0273) > Floor 03 > Parks Hall 335 | Tyler Wilson
MCSR-Syn | AST-0156285 (Stir Plate) | Stir Plate | Stir Plate | NC302979 | 200263119 | Columbus Campus > Parks Hall (0273) > Floor 03 > Parks Hall 335 | Tyler Wilson
MCSR-Syn | AST-0156286 (Stir Plate) | Stir Plate | Stir plate | NC302978 | 200263116 | Columbus Campus > Parks Hall (0273) > Floor 03 > Parks Hall 335 | Tyler Wilson
MCSR-Syn | AST-0156287 (Stir Plate) | Stir Plate | Stir Plate | NC302977 | 200263120 | Columbus Campus > Parks Hall (0273) > Floor 03 > Parks Hall 335 | Tyler Wilson
MCSR-Syn | AST-0159959 (ACCQ PrepHP150 Preparative HPLC system) | ACCQ PrepHP150 Preparative HPLC system | ACCQ PrepHP150 Preparative HPLC system | 01184365 | 223H00423 | Columbus Campus > Parks Hall (0273) > Floor 03 > Parks Hall 335 | Tyler Wilson
MCSR-Syn | AST-9034676 (Microwave Synthesis System) | Microwave Synthesis System | Microwave Synthesis System | 01169206 | DC7090 | Columbus Campus > Parks Hall (0273) > Floor 03 > Parks Hall 335 | Tyler Wilson
MCSR-Syn | AST-9043179 (CombiFlash Rf Lumen System) | CombiFlash Rf Lumen System | CombiFlash Rf Lumen System | 01178598 | 216C08121 | Columbus Campus > Parks Hall (0273) > Floor 03 > Parks Hall 335 | Tyler Wilson

## PSR
Shared Resource | Asset ID | Asset Name | Description | Asset Identifier | Serial Number | Location | Asset Coordinator
PSR-CCIC | AST-0114575 (Homogenizer,Sample Tissue w/Cooling System) | Homogenizer,Sample Tissue w/Cooling System | PRECELLYS EVOLUTION HOMOGENIZER | 01185738 | 0516 | Columbus Campus > Biomedical Research Tower (0112) > Floor 02 > Biomedical Research Tower 260 | Matthew Bernier
PSR-CCIC | AST-9000287 (LTQ Orbitrap System) | LTQ Orbitrap System |  | RF86788 | 01305B | Columbus Campus > Biomedical Research Tower (0112) > Floor 02 > Biomedical Research Tower 255 | Liwen Zhang
PSR-CCIC | AST-9001574 (Mass Spectrometer) | Mass Spectrometer |  | RF88766 | 259901.00282 | Columbus Campus > Biological Sciences Building (0276) > Floor 08 > Biological Sciences Building 832 | Vicki Wysocki
PSR-CCIC | AST-9003006 (HDTM 700 NMR Spectrometer) | HDTM 700 NMR Spectrometer |  | RF91120 | 10153286 | Columbus Campus > Riffe Building (0266) > Floor 01 > Riffe Building R137 | Chunhua Yuan
PSR-CCIC | AST-9003007 (RB 850 NMR Spectrometer) | RB 850 NMR Spectrometer |  | RF91121 | 10152320 | Columbus Campus > CBEC (0248) > Floor 0B > CBEC 092 | Alex Hansen
PSR-CCIC | AST-9003008 (Digital NMR Console) | Digital NMR Console |  | RF91122 | 10153708 | Columbus Campus > Riffe Building (0266) > Floor 01 > Riffe Building R137 | Chunhua Yuan
PSR-CCIC | AST-9003227 (Avance III HD 800 NMR Console) | Avance III HD 800 NMR Console |  | RF91449 | 10159606 | Columbus Campus > Riffe Building (0266) > Floor 01 > Riffe Building R137 | Rafael Bruschweiler
PSR-CCIC | AST-9003228 (Avance III HD 800 NMR System) | Avance III HD 800 NMR System |  | RF91450 | 10159473 | Columbus Campus > CBEC (0248) > Floor 0B > CBEC 092 | Rafael Bruschweiler
PSR-CCIC | AST-9003474 (XR FTMS Mass Spectrometer) | XR FTMS Mass Spectrometer |  | RF91730 | 0021 | Columbus Campus > Biomedical Research Tower (0112) > Floor 0B > Biomedical Research Tower 020 | Vicki Wysocki
PSR-CCIC | AST-9005176 (timsTOF Pro LCMS) | timsTOF Pro LCMS |  | RF92973 | 185439900086 | Columbus Campus > Biomedical Research Tower (0112) > Floor 02 > Biomedical Research Tower 246C | Vicki Wysocki
PSR-CCIC | AST-9029558 (UV/Visible Spectrophotometer) | UV/Visible Spectrophotometer |  | 01143514 | 85548 | Columbus Campus > Biomedical Research Tower (0112) > Floor 02 > Biomedical Research Tower 260 | Arpad Somogyi
PSR-CCIC | AST-9029559 (Proc Plus Base Unit (Rocker)) | Proc Plus Base Unit (Rocker) |  | NC040177 | 01158977 | Columbus Campus > Biomedical Research Tower (0112) > Floor 02 > Biomedical Research Tower 260 | Arpad Somogyi
PSR-CCIC | AST-9030342 (Centrifuge, Accuspin Micro) | Centrifuge, Accuspin Micro |  | NC040178 | 40540604 | Columbus Campus > Biomedical Research Tower (0112) > Floor 02 > Biomedical Research Tower 260 | Arpad Somogyi
PSR-CCIC | AST-9032960 (Dewar) | Dewar |  | NC184035 |  | Columbus Campus > CBEC (0248) > Floor 0B > CBEC 086 | Chunhua Yuan
PSR-CCIC | AST-9033800 (Projector,Tabletop) | Projector,Tabletop |  | NC155538 |  | Columbus Campus > Biomedical Research Tower (0112) > Floor 02 > Biomedical Research Tower 250B | DERALD SMITH (Terminated)
PSR-CCIC | AST-9034808 (Power Supply,Rackmount) | Power Supply,Rackmount |  | NC184033 | 1113301233AF3D3 | Columbus Campus > Riffe Building (0266) > Floor 01 > Riffe Building R137 | Chunhua Yuan
PSR-CCIC | AST-9034921 (Sample Protector,CryoProbe) | Sample Protector,CryoProbe |  | 01170519 | 2003-83 | Columbus Campus > Riffe Building (0266) > Floor 01 > Riffe Building R137 | Chunhua Yuan
PSR-CCIC | AST-9039294 (Storage Unit,3U 16 Bay) | Storage Unit,3U 16 Bay |  | 01175528 |  | Columbus Campus > Biomedical Research Tower (0112) > Floor 02 > Biomedical Research Tower 250B | Andrew Hall (Terminated)
PSR-CCIC | AST-9042444 (CCIC 850 NMR Spectrometer) | CCIC 850 NMR Spectrometer |  | 01177935 | 10152278 | Columbus Campus > CBEC (0248) > Floor 0B > CBEC 092 | Alex Hansen
PSR-CCIC | AST-9042445 (Spectrometer, 600 WideBore DNP) | Spectrometer, 600 WideBore DNP |  | 01177934 | 10156624 | Columbus Campus > CBEC (0248) > Floor 0B > CBEC 092 | Alex Hansen
PSR-CCIC | AST-9042446 (Spectrometer 600 w/DemoMagnet) | Spectrometer 600 w/DemoMagnet |  | 01177932 | 10153276 | Columbus Campus > CBEC (0248) > Floor 0B > CBEC 092 | Alex Hansen
PSR-CCIC | AST-9043377 (System,2D RSLCnano) | System,2D RSLCnano |  | 01178645 | 8114995 | Columbus Campus > Biomedical Research Tower (0112) > Floor 02 > Biomedical Research Tower 250 | Vicki Wysocki
PSR-CCIC | AST-9051529 (Spectrometer,Mass) | Spectrometer,Mass |  | 01186629 |  | Columbus Campus > Biomedical Research Tower (0112) > Floor 02 > Biomedical Research Tower 255 | Vicki Wysocki
PSR-CCIC | AST-9055606 (Water system, nanopure) | Water system, nanopure |  | NC040176 | 1192000967392 | Columbus Campus > Biomedical Research Tower (0112) > Floor 02 > Biomedical Research Tower 260 | Arpad Somogyi
PSR-CCIC | AST-9055761 (HPLC System) | HPLC System |  | 01164114 | M99SM4618M | Columbus Campus > Biomedical Research Tower (0112) > Floor 02 > Biomedical Research Tower 250 | Arpad Somogyi
PSR-CCIC | AST-9058764 (Centrifuge) | Centrifuge |  | 0939824 | 73330 | Columbus Campus > Riffe Building (0266) > Floor 01 > Riffe Building R137 | Chunhua Yuan
PSR-CCIC | AST-9058854 (Dewar, Liq Nitrogen, Lo Pressu) | Dewar, Liq Nitrogen, Lo Pressu |  | 0946129 | CRRA97F106 | Columbus Campus > Riffe Building (0266) > Floor 01 > Riffe Building R137 | Chunhua Yuan
PSR-CCIC | AST-9064717 (Spectrometer, High Performance) | Spectrometer, High Performance |  | R072867 | 0435 | Columbus Campus > Riffe Building (0266) > Floor 01 > Riffe Building R137 | Chunhua Yuan
PSR-CCC | AST-0147363 (Orbitrap Exploris 480 Mass Spectrometer) | Orbitrap Exploris 480 Mass Spectrometer | Orbitrap Exploris 480 Mass Spectrometer | 01187920 |  | Columbus Campus > Biomedical Research Tower (0112) > Floor 02 > Biomedical Research Tower 250 | Matthew Bernier
PSR-CCC | AST-9003230 (Mass Spectrometer) | Mass Spectrometer | Mass Spectrometer | RF10090 | FSN10349 | Columbus Campus > Biomedical Research Tower (0112) > Floor 02 > Biomedical Research Tower 255 | Matthew Bernier
PSR-CCC | AST-9034368 (Fraction Collector) | Fraction Collector | Fraction Collector | 01169088 | 1525939 | Columbus Campus > Biomedical Research Tower (0112) > Floor 02 > Biomedical Research Tower 260 | Matthew Bernier
PSR-CCC | AST-9034371 (AKTA Purifier System) | AKTA Purifier System | AKTA Purifier System | 01169087 | 1482787 | Columbus Campus > Biomedical Research Tower (0112) > Floor 02 > Biomedical Research Tower 260 | Matthew Bernier
PSR-CCC | AST-9040051 (Mass Spectrometer) | Mass Spectrometer | Mass Spectrometer | 01176112 | TQH-Q1-0292 | Columbus Campus > Biomedical Research Tower (0112) > Floor 02 > Biomedical Research Tower 250 | Matthew Bernier
PSR-CCC | AST-9040052 (UHPLC) | UHPLC | UHPLC | 01176113 | 8095017 | Columbus Campus > Biomedical Research Tower (0112) > Floor 02 > Biomedical Research Tower 250 | Matthew Bernier
PSR-CCC | AST-9040220 (CryoMill) | CryoMill | CryoMill | 01176255 | 1215110239 | Columbus Campus > Biomedical Research Tower (0112) > Floor 02 > Biomedical Research Tower 250 | Matthew Bernier
PSR-CCC | AST-9040768 (Freeze Dryer,Benchtop) | Freeze Dryer,Benchtop | Freeze Dryer,Benchtop | 01176970 | H05150002 | Columbus Campus > Biomedical Research Tower (0112) > Floor 02 > Biomedical Research Tower 250 | Matthew Bernier
PSR-CCC | AST-9045878 (Concentrator,Vacufuge) | Concentrator,Vacufuge | Concentrator,Vacufuge | 01179940 | 5305GG025428 | Columbus Campus > Biomedical Research Tower (0112) > Floor 02 > Biomedical Research Tower 260 | Matthew Bernier
PSR-CCC | AST-9045879 (Balance, Analytical) | Balance, Analytical | Balance, Analytical | 01179942 | B711811589 | Columbus Campus > Biomedical Research Tower (0112) > Floor 02 > Biomedical Research Tower 246 | Matthew Bernier
PSR-CCC | AST-9046169 (HPLC) | HPLC | HPLC | 01180078 | 8131037 | Columbus Campus > Biomedical Research Tower (0112) > Floor 02 > Biomedical Research Tower 255 | Matthew Bernier
PSR-CCC | AST-9049076 (Sample Preparation System) | Sample Preparation System | Sample Preparation System | 01181978 | FAV182600010 | Columbus Campus > Biomedical Research Tower (0112) > Floor 02 > Biomedical Research Tower 255 | Matthew Bernier
PSR-CCC | AST-9050337 (Spectrophotometer) | Spectrophotometer | Spectrophotometer | 01182925 | AZY1913436 | Columbus Campus > Biomedical Research Tower (0112) > Floor 02 > Biomedical Research Tower 260
PSR-CCC | AST-9050338 (Centrifuge, Micro, Refrig) | Centrifuge, Micro, Refrig | Centrifuge, Micro, Refrig | 01182926 | 5428IG527653 | Columbus Campus > Biomedical Research Tower (0112) > Floor 02 > Biomedical Research Tower 260 | Matthew Bernier
PSR-CCC | AST-9050340 (Sonication Device) | Sonication Device | Sonication Device | 01182927 | P-182704 | Columbus Campus > Biomedical Research Tower (0112) > Floor 02 > Biomedical Research Tower 260 | Matthew Bernier
PSR-CCC | AST-9050937 (Autosampler,Analytical) | Autosampler,Analytical | Autosampler,Analytical | 01183218 | 8162548 | Columbus Campus > Biomedical Research Tower (0112) > Floor 02 > Biomedical Research Tower 255 | Matthew Bernier
PSR-CCC | AST-9050964 (Freezer, Upright, Ultralow) | Freezer, Upright, Ultralow | Freezer, Upright, Ultralow | 01183217 | F740IJ102394 | Columbus Campus > Biomedical Research Tower (0112) > Floor 02 > Biomedical Research Tower 250X | Matthew Bernier
PSR-CCC | AST-9052012 (Device,FAIMS PRO) | Device,FAIMS PRO | Device,FAIMS PRO | 01176772 | ZLN-TB-05190081 | Columbus Campus > Biomedical Research Tower (0112) > Floor 02 > Biomedical Research Tower 255 | Matthew Bernier
PSR-CCC | AST-9052013 (Generator,Nitrogen Gas) | Generator,Nitrogen Gas | Generator,Nitrogen Gas | 01176773 | 000000000771052751 | Columbus Campus > Biomedical Research Tower (0112) > Floor 02 > Biomedical Research Tower 255 | Matthew Bernier
PSR-CCC | AST-9052694 (Cryostat,Clinical) | Cryostat,Clinical | Cryostat,Clinical | 01189227 | 8916 | Columbus Campus > Biomedical Research Tower (0112) > Floor 02 > Biomedical Research Tower 260 | Matthew Bernier
PSR-CCC | AST-9053776 (Spectrometer,Mass) | Spectrometer,Mass | Spectrometer,Mass | 01185369 |  | Columbus Campus > Biomedical Research Tower (0112) > Floor 02 > Biomedical Research Tower 250 | Matthew Bernier

## MSR
Shared Resources | Asset ID | Asset Name | Description | Asset Identifier | Serial Number | Location | Asset Coordinator
MSR-CCC | AST-0148676 (Micromanipulator Cryo LiftOut System) | Micromanipulator Cryo LiftOut System | Micromanipulator Cryo LiftOut System | 01187876 |  | Columbus Campus > Kinnear Rd, 1275-1305 (0395) > Floor 01 > Kinnear Rd, 1275-1305 101 | Daniel Huber
MSR-CCC | AST-9005517 (Super-Resolution Microscope with STORM System) | Super-Resolution Microscope with STORM System |  | RF93276 | 598237 | Columbus Campus > Biomedical Research Tower (0112) > Floor 02 > Biomedical Research Tower 268 | Jeff Tonniges
MSR-CCC | AST-9040043 (Microscope, Confocal) | Microscope, Confocal | Nikon Confocal Microscope | 01176080 | 40021 | Columbus Campus > Biomedical Research Tower (0112) > Floor 02 > Biomedical Research Tower 264A | Jeff Tonniges
MSR-CCC | AST-9050770 (Microscope,Confocal w/Laser) | Microscope,Confocal w/Laser | Olympus Confocal Microscope with Laser | 01183061 | 7A47782 | Columbus Campus > Biomedical Research Tower (0112) > Floor 02 > Biomedical Research Tower 245A | Jeff Tonniges
MSR-CMIF | AST-0001905 (Workstation,Vibration Isolation 9100 Series) | Workstation,Vibration Isolation 9100 Series | NPN 9102-21-45 36X36 INCH KS WORKSTATION WITH 2 INCH HONEYCOMB TOP 840 POUND CAPACITY | 01185774 |  | Columbus Campus > Biomedical Research Tower (0112) > Floor 02 > Biomedical Research Tower 245H | Paul Stoodley (Terminated)
MSR-CMIF | AST-0115155 (Maker,Knife Glass EM KMR3) | Maker,Knife Glass EM KMR3 | LEICA EM KMR3 GLASSKNIFEMAKER | 01185775 |  | Columbus Campus > Biomedical Research Tower (0112) > Floor 02 > Biomedical Research Tower 245E | Paul Stoodley (Terminated)
MSR-CMIF | AST-0115338 (Microscope, Confocal Laser Scanning) | Microscope, Confocal Laser Scanning | HUN2020JNS849 - DEMO UNIT WITH FV1000 TRADE IN **ZERO DOLLAR ITEMS ARE INCLUDE WITH DEMO SYSTEM | 01185776 |  | Columbus Campus > Biomedical Research Tower (0112) > Floor 02 > Biomedical Research Tower 245H | Paul Stoodley (Terminated)
MSR-CMIF | AST-0159361 (Nikon Confocal Microscope AXR) | Nikon Confocal Microscope AXR | Nikon Confocal Microscope AXR | 01184270 |  | Columbus Campus > Pelotonia Research Center (1040) > Floor 01 > Pelotonia Research Center 1000 | Amy Smith
MSR-CMIF | AST-9000519 (2D Array Scanning Confocal Sys) | 2D Array Scanning Confocal Sys |  | RF87166 | 318050712 | Columbus Campus > Biomedical Research Tower (0112) > Floor 10 > Biomedical Research Tower 1040 | Richard Fishel
MSR-CMIF | AST-9001110 (Multi-Photon Microscope) | Multi-Photon Microscope |  | RF88130 |  | Columbus Campus > Biomedical Research Tower (0112) > Floor 02 > Biomedical Research Tower 246B | Paul Stoodley (Terminated)
MSR-CMIF | AST-9001123 (Microscope, Confocal Laser Scanning) | Microscope, Confocal Laser Scanning |  | RF89199 | 9D10694 | Columbus Campus > Biomedical Research Tower (0112) > Floor 02 > Biomedical Research Tower 245K | Paul Stoodley (Terminated)
MSR-CMIF | AST-9033072 (Microscope Eyepiece Adaptor Accessory) | Microscope Eyepiece Adaptor Accessory |  | NC184061 |  | Columbus Campus > Biomedical Research Tower (0112) > Floor 02 > Biomedical Research Tower 245D | Paul Stoodley (Terminated)
MSR-CMIF | AST-9033083 (Power Supply,Single Strip) | Power Supply,Single Strip |  | 01166233 |  | Columbus Campus > Biomedical Research Tower (0112) > Floor 02 > Biomedical Research Tower 268 | Paul Stoodley (Terminated)
MSR-CMIF | AST-9033084 (Power Supply,Two Strip) | Power Supply,Two Strip |  | 01166234 |  | Columbus Campus > Biomedical Research Tower (0112) > Floor 02 > Biomedical Research Tower 264A | Paul Stoodley (Terminated)
MSR-CMIF | AST-9034902 (Processor,Automated Tissue) | Processor,Automated Tissue |  | 01170509 | L12612 | Columbus Campus > Biomedical Research Tower (0112) > Floor 02 > Biomedical Research Tower 245C | Paul Stoodley (Terminated)
MSR-CMIF | AST-9036616 (Camera,Color/Monochrome) | Camera,Color/Monochrome |  | 01172942 | Q29452 | Columbus Campus > Biomedical Research Tower (0112) > Floor 02 > Biomedical Research Tower 245K | Paul Stoodley (Terminated)
MSR-CMIF | AST-9039294 (Storage Unit,3U 16 Bay) | Storage Unit,3U 16 Bay |  | 01175528 |  | Columbus Campus > Biomedical Research Tower (0112) > Floor 02 > Biomedical Research Tower 250B | Andrew Hall (Terminated)
MSR-CMIF | AST-9044858 (Sputter, Turbo Pumped) | Sputter, Turbo Pumped |  | 01179482 |  | Columbus Campus > Biomedical Research Tower (0112) > Floor 02 > Biomedical Research Tower 245D | Paul Stoodley (Terminated)
MSR-CMIF | AST-9045849 (Supply,Uninterrupted Power) | Supply,Uninterrupted Power |  | 01179900 |  | Columbus Campus > Biomedical Research Tower (0112) > Floor 02 > Biomedical Research Tower 245A | DERALD SMITH (Terminated)
MSR-CMIF | AST-9046965 (Dryers, Critical Point) | Dryers, Critical Point |  | 01180568 | 72035 | Columbus Campus > Biomedical Research Tower (0112) > Floor 02 > Biomedical Research Tower 245D | Paul Stoodley (Terminated)
MSR-CMIF | AST-9047398 (Ultramicrotome) | Ultramicrotome |  | 01180820 | 608416 | Columbus Campus > Biomedical Research Tower (0112) > Floor 02 > Biomedical Research Tower 245E | Paul Stoodley (Terminated)
MSR-CMIF | AST-9052840 (Cabinet,Biological Safety) | Cabinet,Biological Safety |  | 01186630 |  | Columbus Campus > Biomedical Research Tower (0112) > Floor 02 > Biomedical Research Tower 264 | Paul Stoodley (Terminated)
MSR-CMIF | AST-9056653 (Coater, Man, 108 w/o Pump) | Coater, Man, 108 w/o Pump |  | NC040181 | C2638 | Columbus Campus > Biomedical Research Tower (0112) > Floor 02 > Biomedical Research Tower 236X | Paul Stoodley (Terminated)
MSR-CMIF | AST-9058381 (Microscope, Axioskop, Upright For Transmitted Light / Widefield) | Microscope, Axioskop, Upright For Transmitted Light / Widefield |  | 01120597 |  | Columbus Campus > Biomedical Research Tower (0112) > Floor 02 > Biomedical Research Tower 245K | Paul Stoodley (Terminated)
MSR-CMIF | AST-9064369 (Microtome, Ultracut, W/Control) | Microtome, Ultracut, W/Control |  | R057092 | 396417 | Columbus Campus > Biomedical Research Tower (0112) > Floor 02 > Biomedical Research Tower 236X | Paul Stoodley (Terminated)